## Makes Types Desc
Make | Type | Desc
3M | 701 | TEST KIT
3M | 740 | WRIST STRAP TESTER
3M | 741 | SHOE ELECTRODE
3M | 745 | WRIST STRAP TESTER
3M | 715E | WRIST STRAP TESTER
A & D | FG-150K-EC | DIGITAL SCALES
A.E.S. | LH-1.5 | ENVIRONMENTAL CHAMBER
A.E.W | OVEN 17 | TEMP CONTROLLER / CHART RECORD
A/DEVICES | API1718 | ANGLE POSITION INDICATOR
ABBEY GAUGE CO. | 0-20 LB/ " | PRESSURE GAUGE
ABLE | C5292-V1 | BLENDING VESSEL
ABSOLUTE CALIBRATION | OFF SITE SERVICE | OFF SITE ENGINEERING SERVICES
ACCESS | 643 | CALIBRATION RESISTOR
AC-DC ELECTRONICS | EL750B | ELECTRONIC LOAD
ACMASPA | 780 | WRAPPER
ACT | UNKNOWN | CALIBRATION TEST BOX
ACT | UNKNOWN | DIGITAL MULTIMETER
ADAM | TCW15 | DIGITAL SCALES
ADCOLA | 114 | PYROMETER
ADEX | AX-124 | 1 KHZ METER
ADVANCE | J2C | SIGNAL GENERATOR
ADVANCE | J2E | AF SIGNAL GENERATOR
ADVANCE | PG58 | PULSE GENERATOR
ADVANCE | UNKNOWN | PLOTTER
ADVANTEST | R3261C | SPECTRUM ANALYSER
ADVANTEST | R3261D | SPECTRUM ANALYSER
ADVANTEST | R3265 | SPECTRUM ANALYSER
ADVANTEST | R3361A | SPECTRUM ANALYSER
ADVANTEST | R3361C | SPECTRUM ANALYSER
ADVANTEST | R4131C | SPECTRUM ANALYSER
ADVANTEST | R4131D | SPECTRUM ANALYSER 3.5GHZ
ADVANTEST | R9211C | FFT SERVO ANALYSER
ADVANTEST | TR4131 | SPECTRUM ANALYSER 3.5GHZ
ADVANTEST | TR4153A | TRACKING GENERATOR
AEMC | H111 | AC HIPOT
AFG | 23-5501 | KWIKCHEK
AFG | 23-5501 | WRIST STRAP CHECKER
AFG | 23-5507 | KWIKCHEK
AGILENT | 11713A | ATTENUATOR/SWITCH DRIVER
AGILENT | 33120A | FUNCTION GENERATOR
AGILENT | 33220A | FUNCTION GENERATOR 20 MHZ
AGILENT | 34401A | DIGITAL MULTIMETER
AGILENT | 3458A | DIGITAL MULTIMETER
AGILENT | 34970A | DATA ACQUISITION/SWITCH UNIT
AGILENT | 34980A | MULTIFUNCT.SWITCH/MEASURE UNIT
AGILENT | 41802A | INPUT ADAPTOR
AGILENT | 4396B | NETWORK ANALYSER 1.8GHZ
AGILENT | 53131A | UNIVERSAL COUNTER
AGILENT | 53150A | 20GHZ ELECTRONIC COUNTER
AGILENT | 53181A | FREQUENCY COUNTER
AGILENT | 54622A | OSCILLOSCOPE 2 CHANNEL
AGILENT | 54622D | OSCILLOSCOPE
AGILENT | 54624A | 100MHZ OSCILLOSCOPE 4 CHANNEL
AGILENT | 54641A | OSCILLOSCOPE 350 MHZ 2 CHANNEL
AGILENT | 6030A | SYSTEM POWER SUPPLY
AGILENT | 6032A | SYSTEM POWER SUPPLY
AGILENT | 6035A | SYSTEM POWER SUPPLY
AGILENT | 6060B | ELECTRONIC LOAD 3-60V/0-60A
AGILENT | 6543A | DC POWER SUPPLY
AGILENT | 6611C | DC POWER SUPPLY
AGILENT | 6612C | 0-20V/0-2A DC POWER SUPPLY
AGILENT | 6614C | 0-100V/0-0.5A DC POWER SUPPLY
AGILENT | 6642A | SYSTEM POWER SUPPLY
AGILENT | 6653A | 0-35V / 0-15A DC POWER SUPPLY
AGILENT | 6671A | 0-8/0-220A POWER SUPPLY
AGILENT | 6673A | DC POWER SUPPLY 0-35V/60A
AGILENT | 81101A | 50 MHZ PULSE GENERATOR
AGILENT | 81104A | PATTERN GENERATOR
AGILENT | 83752A | SYNTHESISED SWEEPER
AGILENT | 8472B | LOW BARRIER SCHOTTKY DIODE DET
AGILENT | 8482A | POWER SENSOR
AGILENT | 8482B | POWER SENSOR
AGILENT | 84904K | 11DB ATTENUATOR
AGILENT | 84906K | 90DB ATTENUATOR
AGILENT | 85024A | HIGH FREQUENCY PROBE
AGILENT | 85046A 3GHZ | S-PARAMETER TEST SET
AGILENT | 8508A | VECTOR VOLTMETER
AGILENT | 8561EC | SPECTRUM ANALYSER
AGILENT | 8712ES | NETWORK ANALYSER 1300MHZ
AGILENT | 8901B | MODULATION ANALYSER
AGILENT | 8920B | 1000 MHZ RF COMMS TEST SET
AGILENT | DSO6034A | OSCILLOSCOPE 300 MHZ
AGILENT | E3610A | 0-8V, 0-3A / 0-15V, 0-2A PSU
AGILENT | E3611A | 0-20V,0-1.5A DC P.S.U.
AGILENT | E3612A | 0-60V, 0.5A DC POWER SUPPLY
AGILENT | E3615A | 0-20V, 0-3A DC POWER SUPPLY
AGILENT | E3630A | DC POWER SUPPLY TRIPLE OUTLET
AGILENT | E3631A | DC POWER SUPPLY TRIPLE
AGILENT | E3632A | DC POWER SUPPLY 0-15V,0-30V 4A
AGILENT | E3634A | DC POWER SUPPLY DOUBLE
AGILENT | E3640A | DC POWER SUPPLY
AGILENT | E3649A | POWER SUPPLY DUAL O/P & RANGE
AGILENT | E4400B | ESG SIGNAL GENERATOR 1GHZ
AGILENT | E4401B | SPECTRUM ANALYSER 1.5GHZ
AGILENT | E4402B | SPECTRUM ANALYSER 3GHZ
AGILENT | E4405B | ESA-E SERIES SPECTRUM ANALYZER
AGILENT | E4407B | SPECTRUM ANALYSER 26.5GHZ
AGILENT | E4411B | SPECTRUM ANALYSER
AGILENT | E4412A | POWER SENSOR
AGILENT | E4416A | POWER METER EPM-P
AGILENT | E4417A EPM-P | POWER METER
AGILENT | E4418B | EPM SERIES POWER METER
AGILENT | E4419B | EPM POWER METER
AGILENT | E4420B | SIGNAL GENERATOR 2GHZ
AGILENT | E4438C | SIGNAL GENERATOR
AGILENT | E9304A | POWER SENSOR 6GHZ
AGILENT | E9323A | PEAK & AVG POWER SENSOR
AGILENT | MSO6032A | OSCILLOSCOPE 2 CHANNEL
AGILENT | N3300A | SYSTEM DC ELECTRONIC LOAD
AIM | 401 | LCR DATABRIDGE
AIR CONCEPT | 80 LITRE | OVEN
AIRFLOW | DTH395 | TEMP/HUMIDITY METER
AIRFLOW | PVM100 | MICROMANOMETER
AIRFLOW | UNKNOWN | MANOMETER
AJT | 2030 | DIGITAL THERMOMETER
ALICAT SCIENTIFIC | FFLM0004 | FLOW METER
ALLA | 910120 | W/PROOF DIGITAL THERMOMETER
ALLEN BRADLEY | DRYCELL | LINE 1 OVEN 1
ALLEN BRADLEY | DRYCELL | LINE 1 OVEN2
ALLEN BRADLEY | DRYCELL | LINE 2 OVEN 1
ALLEN BRADLEY | DRYCELL | LINE 2 OVEN 2
ALLEN BRADLEY | HV3 | DRY LINE
ALLEN BRADLEY | HV4 | DRY LINE
ALLEN BRADLEY | HV5 | DRY LINE
ALLEN BRADLEY | HV6 | DRY LINE OVEN CONTROLLER
ALLEN BRADLEY | VERSA VIEW 1700P | DRY PRODUCTION LINE
ALMA | E366 | PRECISION RESISTOR
ALMA | H10R50 | PRECISION RESISTOR
ALPHATEK | 1601 | INSULATION TESTER
ALPHATEK | TEK1360 | ENVIRONMENTAL TESTER
ALPHATEK | TEK680 | CLAMP METER
ALTAI | DM830 | DIGITAL MULTIMETER
ALTAI | KDM-6 | TR DIP METER
ALTO | AL1064 | DIGITAL MULTIMETER
ALTO | UNKNOWN | INSULATION TESTER
AMA | -5 TO 110 C | THERMOMETER
AMELAC | ADT/123DIX | TRIP AMPLIFIER -10 TO 150C
AMELAC | ADT/132DIX | TRIP AMPLIFIER -25 TO 25 C
AMERITEC | AM5EXT-200 | TRANSMISSION TEST SET
AMETEK | 0-16 BAR | PRESSURE GAUGE
AMETEK | 0-3000 PSI | PRESSURE TESTER
AMETEK | 0-40 BAR | PRESSURE GAUGE
AMETEK | 0-6 BAR | PRESSURE GAUGE
AMETEK | 140SE | TEMPERATURE CALIBRATOR
AMETEK | 15 BAR | PRESSURE CALIBRATOR
AMETEK | 20 BAR | PRESSURE & VACUUM PUMP
AMETEK | ATC-250B | TEMPERATURE CALIBRATOR
AMETEK | C-320 | TEMPERATURE CALIBRATOR
AMETEK | DTI 1000 | DIG TEMP INDICATOR
AMETEK | ETC-125 | DRY BLOCK
AMETEK | ETC-400 | DRY BLOCK
AMETEK | ITC-155A | DRY BLOCK TEMP CALIBRATOR
AMETEK | MTC-650A | TEMPERATURE CALIBRATOR
AMETEK | PT100 | PROBE
AMOT | 414OE | TEMPERATURE/PRESSURE SWITCH
AMPROBE | AM110 | DIGITAL MULTIMETER
AMPROBE | AMB-35 | DIGITAL MEGOHMMETER
AMPROBE | AMB-4D | MEGOHMMETER
AMR | 2290-4 | DIGITAL THERMOMETER
ANALIS | D943/D2274 | OIL BATH
ANALIS | P650 | OIL BATH
ANALOG | 1718 | ANGLE POSITION INDICATOR
ANALOG | AP1372 | DUMMY DIRECTOR UNIT
AND | EKG6000g | DIGITAL SCALES
AND | HC-3KB | DIGITAL SCALES
ANRITSU | 54137A | NETWORK ANALYSER
ANRITSU | 560-7N50B | DETECTOR
ANRITSU | MD0621A | V24/V28 INTERFACE
ANRITSU | MD0621A5 | INTERFACE UNIT
ANRITSU | MD0621C | V36 INTERFACE
ANRITSU | MD0621D | X21 INTERFACE
ANRITSU | MD0621D5 | INTERFACE UNIT
ANRITSU | MD0623A1 | G703 INTERFACE
ANRITSU | MD0623A5 | INTERFACE UNIT
ANRITSU | MD0626A5 | INTERFACE UNIT
ANRITSU | MD0630A | DISTORTION MEASURE UNIT
ANRITSU | MD6420A | DATA TRANSMISSION ANALYSER
ANRITSU | MD6420A5 | DATA TRANSMISSION ANALYSER
ANRITSU | MS2601A | SPECTRUM ANALYSER 2.2GHZ
ANRITSU | MS2711A | SPECTRUM ANALYSER
ANRITSU | MS2711B | SPECTRUM ANALYSER
ANRITSU | MS4630B | NETWORK ANALYSER
ANRITSU | S330A | SITE MASTER
ANRITSU | S332C | SITE MASTER
ANTEX | 660TC | SOLDER STATION
AOIP | CMU310 | CALIBRATOR
APOLLO | 100 | COUNTER TIMER
APPA | 93T | DIGITAL MULTIMETER
ARC | 40A | DATA ANALYSER
ARC | INTERVIEW 40B | DATA ANALYSER
ARCO | 2801 | SOUND LEVEL METER
ARCO | 2803 | SOUND LEVEL METER
ARCO | 2805 | ACOUSTIC CALIBRATOR
ARI | R | THERMOCOUPLE
ARMFIELD | 0-300 KPa | PRESSURE GAUGE
ARMFIELD | 0-40 KPa | PRESSURE GAUGE
ARMFIELD | 0-500 KPa | PRESSURE GAUGE
ARMFIELD | 0-800 KPa | AIR GAUGE
ARRAY | 3711A | ELECTRONIC LOAD 0-360V/300W
ASHCROFT | 0-160 PSI | PRESSURE GAUGE
ASHCROFT | 0-200 PSI | TEST GAUGE
ASHCROFT | 5000 PSI | TEST GAUGE
ASL | F15 | PRECISION THERMOMETER
ASL | F150 | PRECISION THERMOMETER
ASL | F200 | PRECISION THERMOMETER
ASL | F250 | PRECISION THERMOMETER
ASSOCIATED RESEARCH INC. | 5030DT | GROUND BOND TESTER
ATKINS | 31309-KC | DIGITAL THERMOMETER
ATKINS | 340 ACCUTUFF | THEMOCOUPLE THERMOMETER
ATORN | 60-300 NM | TORQUE WRENCH
ATP | ATP-2730 | DIGITAL MULTIMETER
ATP | CT6 | DIGITAL TACHOMETER
AVERY | H200 | DIGITAL SCALES
AVIA-TEC | UNKNOWN | STOPWATCH
AVO | 7 | MULTIMETER
AVO | 8 | ANALOGUE MULTIMETER
AVO | 9 | ANLOGUE MULTIMETER
AVO | 200 | FLEXICLAMP
AVO | 1000 | MULTIMETER
AVO | 8MK3 | MULTIMETER
AVO | 8MK4 | MULTIMETER
AVO | 8MK5 | MULTIMETER
AVO | 8MK6 | MULTIMETER
AVO | 8MK7 | MULTIMETER
AVO | B131 | LCR METER
AVO | B183 | LCR METER
AVO | BM10 | INSULATION TESTER
AVO | BM100/4 | INSULATION TESTER
AVO | BM121 | METER
AVO | BM25 | DIGITAL INSULATION TESTER
AVO | BM401/2 | INSULATION TESTER
AVO | BM403/2 | INSULATION TESTER
AVO | BMM2500 | INSULATION TESTER
AVO | BMM80 | INSULATION MULTIMETER
AVO | CBT3 | RCD TESTER
AVO | CM400 | COMBINED INSULATION TESTER
AVO | CM500 | INSTALLATION TESTER
AVO | CT582/3 | SAFETY TEST SET
AVO | DA116 | DIGITAL MULTIMETER
AVO | DCM2039 | DIGITAL CLAMP METER
AVO | DCM300E | DIGITAL CLAMP METER
AVO | FT6/12 MK2 | BREAKDOWN TESTER
AVO | HD6 | MULTIMETER
AVO | LT5 | DIGITAL LOOP TESTER
AVO | LT7 | DIGITAL LOOP TESTER
AVO | M2004 | DIGITAL MULTIMETER
AVO | M2005 | DIGITAL MULTIMETER
AVO | M2006 | DIGITAL MULTIMETER
AVO | M2008 | DIGITAL MULTIMETER
AVO | M3004 | DIGITAL MULTIMETER
AVO | M5091 | DIGITAL MULTIMETER
AVO | M801 | DIGITAL MULTIMETER
AVO | M806 | DIGITAL MULTIMETER
AVO | RM215-F/2 | BREAKDOWN TESTER
AVO | RM215-F/3 | BREAKDOWN TESTER
AVO | RM215-L/2 | BREAKDOWN LEAKAGE TESTER
AVO-MEGGER | BT51 (5370-211) | BONDING TESTER
AWR | ATB01 | RESISTANCE BOX
AWR | ATB01 | RESISTANCE STANDARD
AWR | RTB01 | RESISTANCE TEST BOX
AZ | 8705 | THERMO-HYGROMETER
AZ | 8922 | SOUND LEVEL METER (DIGITAL)
B.I.B. | 0-14 BAR | PRESSURE GAUGE
B.L.H | 625/624 | PRECISION CALIBRATOR
B.N.O.S | 24/10P | POWER SUPPLY UNIT
BADOTHERM | 0-30 PSI | PRESSURE GAUGE
BAE SYSTEMS | UNKNOWN | AZIMUTH SETTING KIT
BAHCO | IZO-DM-30 | DIGITAL TORQUE WRENCH 3-30NM
BAILEY & MACKEY | 0 TO -1 BAR | VACUUM GAUGE
BAILEY & MACKEY | 0-6 BAR | PRESSURE GAUGE
BALLANTINE | 6125B | TIME & AMPLITUDE TEST SET
BARFIELD | 2624G | CAPACITANCE TESTER
BARNANT | 692-0230 | SCANNING THERMOMETER
BARNSTEAD | 18002A-1CE | 5 LTR AQUABATH
BATTENFIELD | UNKNOWN | CURING OVEN
BAUR | PGK25 | HIPOTEST
BAUR | PGK80E | KV TEST SET
BBC GOERZ | MA5D | DIGITAL MULTIMETER
BCH EQUIPMENT LTD | 130 | MAKAT HOLD V1 VESSEL
BCH EQUIPMENT LTD | 130 | MAKAT HOLD V2 VESSELL
BCH EQUIPMENT LTD | 153 DEG.C. | PREMIX VESSEL
BCH EQUIPMENT LTD | ACTUAL TEMP | OMEGA 3
BCH EQUIPMENT LTD | FULL VAC | VAC VESSELL
BCH EQUIPMENT LTD | ISOMALT | PREMIX NO1
BCH EQUIPMENT LTD | ISOMALT | PREMIX NO2
BCH EQUIPMENT LTD | LINE TEMP | OMEGA 3
BCH EQUIPMENT LTD | OIL VESSEL TEMP | OMEGA 3
BDH | LOWTEMP (LAB) | INCUBATOR
BEAMEX | EXT1C-IS | EXTERNAL PRESSURE MODULE
BEAMEX | EXT250 | EXTERNAL PRESSURE MODULE
BEAMEX | MC3 | MULTIFUNCTION CALIBRATOR
BEAMEX | MC5 | MULTIFUNCTION CALIBRATOR
BEAMEX | MC5-IS | MULTI-FUNCTION CALIBRATOR
BEAMEX | PC104+LC+MC+H | PRESSURE CALIBRATOR + MODULES
BEAMEX | PC105 | PRESSURE CALIBRATOR
BEAMEX | PC105 IS | PRESSURE CALIBRATOR
BEAMEX | PC106+LC+M+H | PRESSURE CALIBRATOR + MODULES
BEAMEX | PC106+LL+MC+H | PORTABLE PRESSURE CALIBRATOR
BEAMEX | PC106+MC+H | PRESSURE CALIBRATOR + MODULES
BEAMEX | PC106P | PRESSURE CALIBRATOR MAINFRAME
BEAMEX | PG300V | PRESSURE CALIBRATION PUMP
BEAMEX | PM106B | BAROMETRIC PRESSURE
BEAMEX | PM106H20 | 0-20 BAR
BEAMEX | PM106H250 | PRESSURE SENSOR
BEAMEX | PM106H60 | 0-60 BAR
BEAMEX | PM106LC | -400 TO 400 MILIBAR
BEAMEX | PM106MC | -.95 TO 4 BAR
BEAMEX | RTP301 | RESISTANCE SIMULATOR
BEAMEX | TC303 | TEMPERATURE CALIBRATOR
BEAMEX | TC305 | TEMPERATURE CALIBRATOR
BEAMEX | TC305P | TEMPERATURE CALIBRATOR
BEAMEX | XPM160 | EXT. MODULE 0-160 BAR GAUGE
BEAMEX | XPM250 | EXT. MODULE 0-250 BAR GAUGE
BEAMEX | XPM60 | EXT. MODULE 0-60 BAR GAUGE
BEAMEX | XPM600 | EXT. MODULE 0-600 BAR GAUGE
BECKMAN | 222 | DIGITAL MULTIMETER
BECKMAN | 310 | DIGITAL MULTIMETER
BECKMAN | 3030 | DIGITAL MULTIMETER
BECKMAN | 4410 | DIGITAL MULTIMETER
BECKMAN | 9020 | OSCILLOSCOPE 2 CHANNEL
BECKMAN | 300A | DIGITAL MULTIMETER
BECKMAN | DM25XL (254-005) | DIGITAL MULTIMETER
BECKMAN | DM71 | DIGITAL MULTIMETER
BECKMAN | DM77 | DIGITAL MULTIMETER
BECKMAN | HD153 | DIGITAL MULTIMETER
BECKMAN | LM22A | RCL METER
BECKMAN | LP10A | LOGIC PROBE
BECKMAN | PR41 | LOGIC PULSER
BECKMAN | RMS225 | DIGITAL MULTIMETER
BECKMAN | T100B | DIGITAL MULTIMETER
BECKMAN | T110 | DIGITAL MULTIMETER
BECKMAN | T120B | DIGITAL MULTIMETER
BEHA | 2000 | VOLTAGE INDICATOR
BEKA | BA307C | RPM TEST
BERAN | 402 | FREQUENCY RESPONSE ANALYSER
BETA | APS49 | STOP WATCH
BETA | UNKNOWN | STOPWATCH
BICCOTEST | AXXIS S271T | DC TEST SET
BICCOTEST | CFL510 | PULSE ECHO TEST
BICCOTEST | T109 | CABLE TEST SET
BICCOTEST | T201 | HV CABLE FAULT TESTER
BICCOTEST | T201 POPIE | HV CABLE TESTER
BICCOTEST | T271-T | MAGPIE TRANSMITTER
BICCOTEST | T535 | CABLE FAULT LOCATOR
BICCOTEST | T625 | FAULT LOCATOR
BICCOTEST | T631 | TIME DOMAIN REFLECTOMETER
BIDDLE | DLRO | DIGITAL LOW RESITANCE OHMMETER
BINDER | FED400 | OVEN
BIRD | 43 | THRULINE WATTMETER
BIRD | 4314 | WATT METER
BIRD | 4381 | POWER METER
BIRD | 4431 | WATT METER
BIRD | 8080 | DUMMY LOAD
BIRD | 8135 | COAXIAL LOAD
BIRD | 8164 | COAXIAL RESISTOR
BIRD | 8166 | COAXIAL RESISTOR
BIRD | 8323 | COAXIAL ATTENUATOR
BIRD | 8860 | COAXIAL RESISTOR
BIRD | 100-ST-FN | DUMMY LOAD
BIRD | 150-ST-FN | DUMMY LOAD
BIRD | 150-T-MN | COAXIAL RESISTOR
BIRD | 43 (+1 INSERT) | THRULINE WATTMETER
BIRD | 43 (+2 INSERTS) | THRULINE WATTMETER SET
BIRD | 43 (+5 INSERTS) | THRULINE WATTMETER SET
BIRD | 43 (+6 INSERTS) | THRULINE WATTMETER SET
BIRD | 4304A | WATTMETER +1 INSERT
BIRD | 8340-200 | COAXIAL ATTENUATOR
BIRD | 8343-100 | COAXIAL ATTENUATOR
BIRD | 8343-200 | ATTENUATOR
BIRD | ACCESSORY KIT | 10 INSERTS
BIRD | ACCESSORY KIT | 11 INSERTS
BIRD | ACCESSORY KIT | 12 INSERTS
BIRD | ACCESSORY KIT | 4 INSERTS
BIRD | ACCESSORY KIT | 6 INSERTS
BIRD | ACCESSORY KIT | 9 INSERTS
BIRD | ACCESSORY KIT | INSERTS
BK PRECISION | 878 | LCR METER
BK PRECISION | 886 | LCR/ESR METER
BK PRECISION | 1257 | NTSC PATTERN GENERATOR
BK PRECISION | 8500 | 300W PROG. DC ELECTRONIC LOAD
BLACK STAR | 100 | FREQUENCY COUNTER
BLACK STAR | 600 | FREQUENCY COUNTER
BLACK STAR | 1325 | COUNTER TIMER
BLACK STAR | 2000 | FUNCTION GENERATOR
BLACK STAR | 2010 | SIGNAL GENERATOR
BLACK STAR | 3225 | DIGITAL MULTIMETER
BLACK STAR | 4503 | DIGITAL MULTIMETER
BLACK STAR | 3210MP | DIGITAL MULTIMETER
BLACK STAR | 3225MP | DIGITAL MULTIMETER
BLACK STAR | APOLLO 100 | FREQUENCY COUNTER
BLACK STAR | METEOR 600 | FREQUENCY COUNTER
BLUE POINT | MT155 | DIGITAL MULTIMETER
BNOS | 24/20 | POWER SUPPLY
BNOS | 24/25A | POWER SUPPLY
BONDLINE | SRM-1 | SURFACE RESISTANCE CHECKER
BONDLINE | SRM100/3 | SURFACE RESISTANCE METER
BONDLINE | UNKNOWN | WRIST STRAP TESTER
BONSO | HANDY | SCALE BALANCE
BOONTON | 4300 | RF POWER METER
BOONTON | 51075 | POWER SENSOR
BOONTON | 72BD | DIGITAL CAPACITANCE METER
BOSS | 0-10 BAR | PRESSURE GAUGE
BOSS | 0-14 BAR | PRESSURE GAUGE
BOSS | 0-150 PSI | PRESSURE GAUGE
BOSS | 0-20 BAR | PRESSURE GAUGE
BOSS | 20-120 DEG C | TEMPERATURE GAUGE
BOURDON | 0-40000 KPA | PRESSURE GAUGE
BOURDON | MV3X | 0-10 BAR TEST GAUGE
BOURDON HAENNI | 0 25000 KPA | PRESSURE GAUGE
BOWERS | 50 - 75MM | BORE MICROMETER
BOXER | 200/75LR | AUTOCLAVE
BR ELECTRICAL PRODUCTS | MD1015 | RCCB TESTER
BRADLEY | CT471/C | MULTIMETER
BRAND | DVR1 | DIGITAL VACUUM GAUGE
BRANDENBURG | 2707 | HIGH VOLTAGE POWER SUPPLY
BRANDENBURG | 139D | HV METER
BRANDENBURG | 149-01 | HIGH VOLTAGE METER
BRANNAN | 0-10 BAR | PRESSURE GAUGE
BRANNAN | 0-11 BAR | PRESSURE GAUGE
BRANNAN | 0-2 BAR | PRESSURE GAUGE
BRANNAN | 0-20 BAR | PRESSURE GAUGE
BRANNAN | 0-50 DEG.C. | TEMPERATURE GAUGE
BRANNAN | 0-7 BAR | PRESSURE GAUGE
BRANNAN | 0-90 DEG | THERMOMETER
BRANNAN | -10 TO 50 DEG C | WET/DRY HYGROMETER
BRANNAN | -20 TO 260 DEG C | TEMPERATURE GAUGE
BRANNAN | 76mm | THERMOMETER
BRANNAN | UNKNOWN | LIQ.GLASS THERMOMETER
BRANNAN | WET & DRY BULB | HYGROMETER
BRITOOL | AVT 100A | TORQUE WRENCH
BRITOOL | AVT 300A | TORQUE WRENCH
BRITOOL | DVTR100 | TORQUE WRENCH
BRITOOL | EVT 1200A | TORQUE WRENCH
BRITOOL | EVT1200RR | TORQUE WRENCH
BRITOOL | EVT3000A | TORQUE WRENCH
BRITOOL | EVT3000RR | TORQUE WRENCH
BRITOOL | EVT600A | TORQUE WRENCH
BROOKFIELD | TC100 | TEMPERATURE BATH
BRUEL & KJAER | 2232 | SOUND LEVEL METER
BRUEL & KJAER | 2430 | SOUND LEVEL CALIBRATOR
BRUEL & KJAER | 2636 | MEASURING AMPLIFIER
BRUEL & KJAER | 4231 | SOUND CALIBRATOR
BRYANS | 70300GA | PEN RECORDER SET
BRYANS | UNKNOWN | PEN RECORDER SET
BTM | 0-200 PSI | PRESSURE GAUGE
BUCHANAN | 0-40 BAR | PRESSURE GAUGE
BUCHANAN | 0-400 BAR | PRESSURE GAUGE
BUCHANAN | 200 BAR | PRESSURE GAUGE
BUCHI | 1202 | 12 BAR GAS CONTROLLER
BUCHI | 1210 | 12 BAR GAS CONTROLLER
BUCHI | 6002 | 60 BAR GAS CONTROLLER
BUCHI | 9901 | 100 BAR GAS CONTROLLER
BUCHI | 1202 ATEX | 12 BAR GAS CONTROLLER
BUCHI | B-545 | MELTING POINT
BUCHI | BPC 1202GC | GAS CONTROLLER
BUCHI | BPC 6002 6C | GAS CONTROLLER
BUDENBERG | 0-10 BAR | STD TEST GAUGE
BUDENBERG | 0-100 BAR | STD TEST GAUGE
BUDENBERG | 0-100 DEG.C. | TEMPERATURE GAUGE
BUDENBERG | 0-100 LB/ " | PRESSURE GAUGE
BUDENBERG | 0-100 PSI | PRESSURE GAUGE
BUDENBERG | 0-1000 LB/IN | STANDARD TEST GAUGE
BUDENBERG | 0-110 BAR | PRESSURE GAUGE
BUDENBERG | 0-16 BAR | PRESSURE GAUGE
BUDENBERG | 0-20 LB/ " | PRESSURE GAUGE
BUDENBERG | 0-200 BAR | PRESSURE GAUGE
BUDENBERG | 0-30 PSI | PRESSURE GAUGE
BUDENBERG | 0-35 KPA | PRESSURE GAUGE
BUDENBERG | 0-400 PSI | PRESSURE GAUGE
BUDENBERG | 0-50 PSI | PRESSURE GAUGE
BUDENBERG | 0-500LB/ " | PRESSURE GAUGE
BUDENBERG | 0-6 BAR | PRESSURE GAUGE
BUDENBERG | 0-60 BAR | PRESSURE GAUGE
BUDENBERG | 0-600 PSI | STANDARD TEST GAUGE
BUDENBERG | 0-70BAR | PRESSURE GAUGE
BUDENBERG | 10 psi | PRESSURE GAUGE
BUDENBERG | -100 TO 0 MBAR | VACUUM GAUGE
BUDENBERG | 10000 LB | PRESSURE GAUGE
BUDENBERG | 2000PSI | PRESSURE GAUGE
BUDENBERG | 3000 psi | PRESSURE GAUGE
BUDENBERG | 60 PSI | TESTING GAUGE
BUDENBERG | 76-0-400 CM HG | PRESSURE GAUGE
BURNDEPT | BE515 | BATTERY TESTER
BURSTER | 4415 | POCKET CALIBRATOR
C&R LEECH | 501100 | EARTH BONDING TESTER
C.P.S | CC100 | DIGITAL SCALES
C.P.S | CC220 | ELECTRONIC SCALES
C.P.S | HVP-250 | HIGH VOLT PROBE
C.P.S | HVP-251 | HIGH VOLT PROBE
CABLEMAN | 4422-1101 | CRIMP TOOL
CAL | 3300 | TEMPERATURE CONTROLLER
CAL | 9400 | TEMPERATURE CONTROLLER
CAL | 9900 | TEMPERATURE CONTROLLER
CAL | CAL 3200 | TEMP. CONTROLLER
CALDER | 0-25000 PSI | PRESSURE GAUGE
CALEX | PYROPEN | DIGITAL THERMOMETER
CALTEK | CM2400 | DIGITAL MULTIMETER
CALTEK | CM2703 | DIGITAL MULTIMETER
CALTEK | CM3230 | DIGITAL CAPACITANCE METER
CAM LAB | UNKNOWN | OVEN
CAM LAB | VENTICELL | OVEN
CAMBRIDGE | 0.001 OHM | RESISTANCE SHUNT
CAMBRIDGE | 0.1 OHM | STANDARD RESISTOR
CAMBRIDGE | 1.0 MEGOHM | STANDARD RESISTOR
CAMBRIDGE | 10 000 ohm | STD RESISTOR
CAMBRIDGE | 10 OHM | SUBSTANDARD RESISTOR
CAMBRIDGE | 10.0 ohm | STANDARD RESISTOR
CAMBRIDGE | 100 K | STANDARD RESISTOR
CAMBRIDGE | 100 Ohm | STANDARD RESISTOR
CAMBRIDGE | UNKNOWN | AC TEST SET
CAMMETRIC | 7383 | WHEATSTONE BRIDGE
CARBOLITE | AAF1000 | HIGH TEMP FURNACE
CARBOLITE | CAL 3300 | TEMPERATURE CONTROLLER
CARBOLITE | GP12/36 | FURNACE OVEN
CARBOLITE | PF120 (200) | OVEN 300 DEG. C
CAREL | ASWC110000 | TEMP/HUMIDITY SENSOR
CARROLL & MEYNELL LTD | 240 VOLTS | VARIABLE TRANSFORMER
CASELLA | CEL-110/2 | ACOUSTIC CALIBRATOR
CASELLA | CEL-450 | SOUND LEVEL METER
CASELLA | D9831/Z-01 | THERMOHYGROGRAPH
CASELLA | T9184/C | THERMOHYGROGRAPH
CASTLET | TYPE 3 | BATTERY TESTER
CDI TORQUE | 501MRMH | TORQUE WRENCH
CDI TORQUE | 751LDIN | TORQUE WRENCH
CEF | 158 | COMPREHENSIVE TESTER
CEL | CEL-254 | SOUND LEVEL METER
CEL | CEL-282 | ACCOUSTICAL CALIBRATOR
CEM | DT-6236B | DIGITAL TACHOMETER
CEM | DT8820 | ENVIRONMENT METER
CENTER | 320 | SOUND LEVEL METER
CHARLES WATER | 99000 | WRIST STRAP/FOOTWEAR TESTER
CHARLES WATER | MU MEG | STATIC METER
CHARNWOOD | FOOD CHECK | DIGITAL THERMOMETER
CHASE | MN2050 | L.I.S.N.
CHATILLON | DPP-30 | FORCE GAUGE
CHAUVIN ARNOUX | C.A 27 | OPTICAL TACHOMETER
CHAUVIN ARNOUX | CA6541 | MEGOHMMETER
CHAUVIN ARNOUX | CA8334 | POWER ANALYSER
CHAUVIN ARNOUX | CDA101-A | SAFETY TESTER
CHAUVIN ARNOUX | F11 | DIGITAL CLAMP METER
CHAUVIN ARNOUX | F11N | DIGITAL CLAMP METER
CHAUVIN ARNOUX | F13 | DIGITAL CLAMP METER
CHAUVIN ARNOUX | F25 | DIGITAL CLAMP METER
CHAUVIN ARNOUX | F3 RMS | CLAMP METER
CHAUVIN ARNOUX | MINIPINCE 5 | CURRENT CLAMP
CHAUVIN ARNOUX | MN13 | AC CURRENT PROBE
CHECKTEMP | UNKNOWN | DIGITAL THERMOMETER
CHESILVALE | TSLS 2 | TELE.SWITCH&LINE SIM
CHESSELL | 390 | CHART RECORDER
CHESSELL | 4102M | CHART RECORDER
CHESSELL | 5 CHANNEL | RECORDER
CHESSELL | UNKNOWN | CHART RECORDER
CHINESE | 100 KOHM | STANDARD RESISTOR
CHY | 501 | DIGITAL THERMOMETER
CHY | 24C | LCR METER
CHY | 502A | MULTILOGGER THERMOMETER
CIRRUS RESEARCH | CR:252B | IMPULSE SOUND LEVEL METER
CIRRUS RESEARCH | CR513A | CALIBRATOR
CIRRUS RESEARCH | CRL254 | SOUND LEVEL METER
CIRRUS RESEARCH | CRL511D | ACOUSTIC CALIBRATOR
CIRRUS RESEARCH | CRL511E | ACOUSTIC CALIBRATOR
CLARE | A133R | EARTH BONDING TESTER
CLARE | A133R/203C | TEST STATION
CLARE | A133R10 | TEST STATION
CLARE | A203A | FLASH TESTER
CLARE | A203B | FLASH TESTER
CLARE | A203C | FLASH TESTER
CLARE | A203D/213 | FLASH TESTER
CLARE | A203H | BREAKDOWN TESTER
CLARE | A203H/J | FLASH TESTER 10KV
CLARE | A203J/G SAFEBLOC | FLASH TESTER
CLARE | A217 | EARTH BOND TESTER
CLARE | A217/110 | EARTH BOND TESTER
CLARE | A255 SER 2 | PORTABLE APP TESTER
CLARE | A306 | TEST STATION
CLARE | A317/SP | EARTH BOND TESTER
CLARE | A433/203A | COMPONENT TEST STATION
CLARE | A433/203C | TEST STATION
CLARE | A433R | EARTH CONTINUITY TESTER
CLARE | A433R/203C | COMPONENT TEST STATION
CLARE | A433R/203C/213/AM | COMPREHENSIVE TEST STATION
CLARE | A433R/203D | COMPONENT TEST STATION
CLARE | A433R/203D/L/PROD/G | COMPONENT TEST STATION
CLARE | A433R/230JS/213 | COMPREHENSIVE TEST STATION
CLARE | A433R/303J/213 | TEST STATION
CLARE | A433R-M929 | EARTH BOND TEST SET
CLARE | B433R | EARTH BOND TESTER
CLARE | H102 | SAFETY TESTER
CLARE | Q831117 | TEST STATION
CLARE | SENTINEL AC/DC | FLASH TESTER
CLARE | SPR99141 | TEST SET
CLARE | V142 | CALIBRATION TEST SET
CLARE | V154 | PORTABLE APPLIANCE TEST SET
CLARE | V159 | LOOP TESTER
CLARE | V242 | CALIBRATION UNIT
CLARE | Y160 | FAULT SIMULATOR
CLARKE HESS | 255 | DIGITAL V-A-W METER
CLAUDE LYONS | 708 | REGASAFE VARIAC
CLAUDE LYONS | 100R | VARIAC
CLAUDE LYONS | 402R | VARIABLE TRANSFORMER
CLAUDE LYONS | RB3-PSV | VARIABLE TRANSFORMER
CLAUDE LYONS | RK6-MT | VARIABLE TRANSFORMER
CLIFTON | WATER | BATH
CLIPPARD | UNKNOWN | PRESSURE GAUGE
COAXIAL DYNAMICS | 81000-A | WATT METER
COLE PALMER | 87304-10 | TACHOMETER
COLE PALMER | DIGI-SENSE | TEMPERATURE HUMIDITY LOGGER
COLE PALMER | UNKNOWN | VACUUM OVEN
COLE PARMER | 37950-11 | THERMO-HYGROMETER
COMARK | 1601 | ELECTRONIC THERMOMETER
COMARK | 1621 | ELECTRONIC THERMOMETER
COMARK | 1905 | INSULATION METER
COMARK | 2001 | DIGITAL THERMOMETER
COMARK | 2007 | DIG.THERMMTR.
COMARK | 2010 | DIGITAL THERMOMETER
COMARK | 3000 | DIGITAL THERMOMETER
COMARK | 3001 | DIG.THERMMTR.
COMARK | 3002 | DIGITAL THERMOMETER
COMARK | 3501 | DRY BLOCK TEST SET
COMARK | 5000 | DIGITAL THERMOMETER
COMARK | 6110 | uPROCESSOR THERMOMETER
COMARK | 6130 | DIGITAL THERMOMETER
COMARK | 6400 | DIGITAL THERMOMETER
COMARK | 6600 | DIGITAL THERMOMETER
COMARK | 9007 | DIGITAL THERMOMETER
COMARK | 9008 | DIG.THERM.
COMARK | 9010 | DIGITAL THERMOMETER
COMARK | 1045-99-529-1773 | THERMOSTATIC SWITCH TEST SET
COMARK | C8600 | SCANNING THERMOMETER
COMARK | C9001 | THERMOMETER
COMARK | C9003 | DIGITAL THERMOMETER
COMARK | C9006 I.S | DIGITAL THERMOMETER
COMARK | C9007 | DIGITAL THERMOMETER
COMARK | C9050 | THERMOCOUPLE SIMULATOR
COMARK | C9091 | DIGITAL THERMOMETER
COMARK | C9553 | PRESSURE METER
COMARK | C9555 | PRESSURE METER
COMARK | C9557 | PRESSURE METER
COMARK | KM20REF | FOODCHECK THERMOMETER
COMARK | KM43 | DIGITAL THERMOMETER
COMARK | KM6002 | MICROPROCESSOR TACHOMETER
COMARK | N1001 | DIGITAL THERMOMETER
COMARK | N2013 DILLIGENCE | DATA LOGGER
COMARK | N9001 | DIGITAL THERMOMETER
COMARK | N9008 | DIGITAL THERMOMETER
COMARK | N9092 | DIGITAL THERMOMETER
COMARK | SK21M | THERMOCOUPLE
COMM-CONNECT | 401 | SWR ONE METER
COMPACT | 200N | FORCE GAUGE
COMPACT | A2102 | OPTICAL TACHOMETER
COMPACT | A2105 | OPTICAL TACHOMETER
COMPACT | A2109/LSR | TACHOMETER
COMPACT | CT6 | TACHOMETER
COMPACT | CT6/LSR | TACHOMETER
COMPACT | CT7 | MICRO-TACHOMETER
COMPACT | CT8 | MICROPROCESSOR TACHOMETER
COMPACT | MK2 | TACHOPROBE
COMPAIR | 140 psi | PRESSURE GAUGE
CONTITECH | VSM-1 | TENSION GAUGE
CONTROL | 37401-00 | THERMO-HYGRO
CONTROL ABILITY LTD. | PFM1205 | DIGITAL TACHOMETER
CONTRONICS LIMITED | 4 WIRE | PRT
COSSOR | 431M | CABLE FAULT LOCATOR
COSSOR | CRM544 | TEST SET
COSSOR | T431M | CABLE TEST SET
COUTANT | LA400.2 | POWER SUPPLY UNIT
COX | 131 | RETURN LOSS BRIDGE
CPI | 31 BAR | PRESSURE GAUGE
CREATIVE VACUUM GROUP | CR2 | VACUUM GAUGE
CRETE | CT395 | PULSE GENERATOR
CRETORS | 1000LB POPCORN LINE | TEMP. PRT HOLDING KETTLE
CRETORS | 1000LB POPCORN LINE | TEMPERATURE PRT
CRETORS | 650LB POPCORN LINE | TEMP. PRT BURNER
CRETORS | 650LB POPCORN LINE | TEMPERATURE PRT
CRETORS | 65O LB POPCORN LINE | TEMP. PRT HOLDING KETTLE
CRITERION | AV-1V-5-03-V5 | DIALECTRIC STRENGTH TESTER
CROCKATT | UNKNOWN | SALINOMETER
CROMPTON | 0-300 VOLT | VOLTMETER
CROMPTON | 10:1 RATIO | AMMETER
CROMPTON | 100A/100MV | CURRENT SHUNT
CROMPTON | 10A | SHUNT
CROMPTON | 1315:1 RATIO | AMMETER
CROMPTON | 20A | SHUNT
CROMPTON | 5A | SHUNT
CROPICO | 3001 | DIGITAL THERMOMETER
CROPICO | 4000 | MILLI-0HMMETER
CROPICO | D02 | DIGITAL OHMMETER
CROPICO | D04 | DIGITAL OHMMETER
CROPICO | D04A | DIGITAL OHMMETER
CROPICO | D07 | DIGITAL OHMMETER
CROPICO | DO5000 | MICRO OHMMETER
CROPICO | DP6 | THERMOCOUPLE CALIBRATOR
CROPICO | RB5B | RESISTANCE BOX
CROPICO | RB6 | RESISTANCE BOX
CROPICO | RB6A | RESISTANCE BOX
CROPICO | RBB4 | RESISTANCE BOX
CROPICO | RBB5C | RESISTANCE BOX
CRUSADER | ED13A | WASHING MACHINES
CULHAM | 1 MILLIOHM | SHUNT
CW | AB7 | HUMIDITY CABINET
CW | DE1265 | SALTSPRAY CABINET
DAG | 0-30 | VACUUM GAUGE
DANBRIDGE | JP30A | INSULATION TESTER
DATA PRECISION | 1450 | DIGITAL MULTIMETER 3 PHASE
DATA TRACK | 299 | DIGITAL THERMOMETER
DATAMAN | 48PRO | UNIVERSAL PROGRAMMER
DATAMAN | S4 | PROM PROGRAMMER
DATAPAQ | 2000 | LOGGER
DATAPAQ | TB2001 | THERMAL BARRIER
DATRON | 1045 | DIGITAL VOLTMETER
DATRON | 1051 | DIGITAL MULTIMETER
DATRON | 1065 | DIGITAL MULTIMETER
DATRON | 1071 | DIGITAL VOLTMETER
DATRON | 1081 | DIGITAL VOLTMETER
DATRON | 1271 | DIG.VOLTMETER
DATRON | 1281 | DIGITAL MULTIMETER
DATRON | 1041M | MULTI FUNCTION VOLTMETER
DATRON | 1061A | DIGITAL MULTIMETER
DATRON | 1065A | DIGITAL MULTIMETER
DAVICO | DCER 510 | CRIMP TOOL
DAVICO | UNKNOWN | CRIMP TOOL
DAWE | 1209D | TRANS.STROBOFLASH
DAWE | 1405D | SOUND LEVEL METER
DAWE | CT545 | PHASE METER
DAWE | D-1405E | DIGITAL SOUND METER
DAWE | D-1411E | ACOUSTIC CALIBRATOR
DAWE | D-1422C | SOUND LEVEL METER
DECCA | ITED1138 | CURRENT TRANSFORMER
DECCA RADAR | 1121 | INSULATION TESTER
DECCA RADAR | 65343/AA | RANGEMARKER/DELAY UNIT
DEIF | 50:1 RATIO | AMMETER
DELRISTOR | 705 | LOOPCAL
DELTA | E0300-01 | POWER SUPPLY SINGLE
DELTA | HD8501H | HYGROMETER
DERBY | UNKNOWN | FREEZER
DESIGN ENV | DELTA 190H | RH CHAMBER
DEVICES | 4090 | BONDING TESTER
DIAGNOSYS | INTERCEPTO | IC PROG/MER TESTER
DIAMOND | SX1000 | SWR & POWER METER
DICKSON | FH125 | TEMPERATURE/HUMIDITY METER
DICKSON | THDX-CE | TEMP/HUM RECORDER
DIGIMESS | DM200 | DIGITAL MULTIMETER
DIGIMESS | HY3010 | DC POWER SUPPLY
DIGITECH | UNKNOWN | DIGITAL HYGRO-THERMOMETER
DIGI-THERMO | -55 TO 148 DEG C | HAND HELD THERMOMETER
DIGITRON | 1808 | DIG.THERMOMETER
DIGITRON | 3900 | TEMPERATURE CONTROLLER
DIGITRON | 1408-K | DIGITAL THERMOMETER
DIGITRON | 1751-K | DIGITAL THERMOMETER
DIGITRON | 2000P | PRESSURE METER
DIGITRON | 2000T | DIGITAL THERMOMETER
DIGITRON | 2001P | PRESSURE METER
DIGITRON | 2002P | MANOMETER
DIGITRON | 2003P | PRESSURE METER
DIGITRON | 2006T | DIGITAL THERMOMETER
DIGITRON | 2020P | MANOMETER
DIGITRON | 2020R | HUMIDITY METER
DIGITRON | 2021P | MANOMETER
DIGITRON | 2022P | MANOMETER
DIGITRON | 2024T | DIGITAL THERMOMETER
DIGITRON | 2025P | DIGITAL MANOMETER
DIGITRON | 2026P | MANOMETER
DIGITRON | 2029T | DIGITAL THERMOMETER
DIGITRON | 2046T | DIGITAL THERMOMETER
DIGITRON | 2080P | PRESSURE METER
DIGITRON | 2080R | THERMO HYGROMETER
DIGITRON | 2081P | PRESSURE METER
DIGITRON | 2082P | DIGITAL PRESSURE METER
DIGITRON | 2083P | MANOMETER
DIGITRON | 2084T | DIGITAL THERMOMETER
DIGITRON | 2085P | MANOMETER
DIGITRON | 2088T | DIGITAL THERMOMETER
DIGITRON | 2098T | DIGITAL THERMOMETER
DIGITRON | 2751-K | DIGITAL THERMOMETER
DIGITRON | 3200K | DIGITAL THERMOMETER
DIGITRON | 3202K | DIGITAL THERMOMETER
DIGITRON | 3204PT | DIGITAL THERMOMETER
DIGITRON | 3208IS | DIGITAL THERMOMETER
DIGITRON | 3208K | THERMOMETER
DIGITRON | 3218K | DIGITAL THERMOMETER
DIGITRON | 3228K | DIGITAL THERMOMETER
DIGITRON | 6WAY PT100 | SELECTOR UNIT
DIGITRON | K | 12WAY THERMOCOUPLE
DIGITRON | P200 AH | MANOMETER
DIGITRON | P200 H | DIGITAL MANOMETER
DIGITRON | P200H | MANOMETER
DIGITRON | P200UL | MANOMETER
DIGITRON | T200KC | DIGITAL THERMOMETER
DIGITRON | T202KC | DIGITAL THERMOMETER
DIGITRON | T206TC | DIGITAL THERMOMETER
DIGITRON | T208 | DIGITAL THERMOMETER
DIGITRON | T228 | DIGITAL THERMOMETER
DIGITRON | T600I | PRECISION THERMOMETER
DIGITRON | TBS1 | SYSTEM CALIBRATION CHECKER
DI-LOG | LT-22 | LOOP TESTER
DI-LOG | LT50/16 | LOOP TESTER
DI-LOG | TEM1200C | LOOP TESTER
DIPLEX | 1080 HPA | PRECISION BAROMETER
DIPLEX | HAIR | HYGROMETER
DIXONS SURGICAL LTD | EXPRESS | AUTOCLAVE
DIXONS SURGICAL LTD | GT10 | AUROCLAVE
DMC | MH800 | CRIMP TOOL
DORIC | 400A | TRENDICATOR
DOSTMANN | P650 | DIGITAL THERMOMETER
DOSTMANN ELECTRONIC | T900 | PRECISION THERMOMETER
DPM | RS232 | AUTOZEROING MICROMANOMETER
DR THIEDIG | MILLI-TO 2 | INSULATION TESTER
DRANETZ | 305-PA3007 | PHASE METER
DRAPER | DMM6 | DIGITAL MULTIMETER
DRAPER | EPTW70-230 | TORQUE WRENCH
DRUCK | 510 | DPI
DRUCK | DBC150 TS | DRY BLOCK CALIBRATOR
DRUCK | DBC650 | TEMPERATURE CALIBRATOR
DRUCK | DPI 101 | DIGITAL PRESSURE INDICATOR
DRUCK | DPI 103 | DIGITAL PRESSURE GAUGE
DRUCK | DPI 600 | DIGITAL PRESSURE CALIBRATOR
DRUCK | DPI 601 | PRESSURE INDICATOR
DRUCK | DPI 601 (IS) | PRESSURE GAUGE
DRUCK | DPI 601(IS) | DIGITAL PRESSURE IND
DRUCK | DPI 610 | PRESSURE CALIBRATOR
DRUCK | DPI100 | DIGITAL PRESSURE INDICATOR
DRUCK | DPI142 | DIGITAL BAROMETER
DRUCK | DPI260 | PRESSURE INDICATOR
DRUCK | DPI500 | DIGITAL PRESSURE INDICATOR
DRUCK | DPI510 | PRESSURE CONTROLLER/CALIBRATOR
DRUCK | DPI520 | ATE PRESSURE CONTROLLER
DRUCK | DPI603 | PRESSURE CALIBRATOR
DRUCK | DPI605 | PRESSURE CALIBRATOR
DRUCK | DPI605(IS) | PRECISION PRESSURE CALIBRATOR
DRUCK | DPI610 | PRESSURE CALIBRATOR
DRUCK | DPI615IS | PRESSURE CALIBRATOR
DRUCK | DPI700 | PRESSURE INDICATOR
DRUCK | DPI700/IS | PRESSURE INDICATOR
DRUCK | DPI705 | DIGITAL PRESSURE INDICATOR
DRUCK | DPI705IS | DIGITAL PRESSURE INDICATOR
DRUCK | DPI740 | DIGITAL PRESSURE INDICATOR
DRUCK | DPI800 | PRESSURE INDICATOR
DRUCK | DPI812 | RTD LOOP CALIBRATOR
DRUCK | PDCR 2200-2273 | REMOTE SENSOR
DRUCK | PDCR 810-0799 | 7 BAR SENSOR
DRUCK | PDCR 960-2036 | TRANSDUCER
DRUCK | PDCR2200-2273 | SENSOR
DRUCK | PTX1400 | 100 BAR PRESSURE TRANSMITTER
DRYER-SECHEUR | TC4D | OVEN
DUMOULIN | NUT COATER | AIR TEMPERATURE SENSOR
DUMOULIN | NUT COATER | AIRFLOW SENSOR
DUMOULIN | NUT COATER | CHOCOLATE JACKET WATER TEMP.
DUMOULIN | NUT COATER | SPRAY BAR JACKET WATER TEMP.
DUMOULIN | SUGAR COATING DRUM | AIRFLOW NO1
DUMOULIN | SUGAR COATING DRUM | AIRFLOW NO2
DUMOULIN | SUGAR COATING DRUM | HUMIDITY PROBE NO.1
DUMOULIN | SUGAR COATING DRUM | HUMIDITY PROBE NO.2
DUMOULIN | SUGAR COATING DRUM | SYRUP TEMP. SENSOR NO2
DUMOULIN | SUGAR COATING DRUM | SYRUP TEMPERATURE SENSOR NO1
DUMOULIN | SUGAR COATING DRUM | WATER TEMP. SENSOR NO2
DUMOULIN | SUGAR COATING DRUM | WATER TEMP.SENSOR NO1
DURAGAUGE | 0-600 LB " | PRESSURE GAUGE
DW | 40-0 TORR | PRESSURE GAUGE
DWYER | 0-100 MM OF WATER | MAGNEHELIC GAUGE
DWYER | 0-200 MM OF WATER | MAGNEHELIC GAUGE
DWYER | 0-250 PASCALS | MAGNAHELIX GAUGE
DWYER | 0-300 PSI | PRESSURE GAUGE
DWYER | 0-500 PASCALS | MAGNAHELIX GAUGE
DWYER | 0-60 KPA | MAGNAHELIX GAUGES
DWYER | 0-60 PASCALS | MAGNAHELIX GAUGE
DWYER | 15 PSIG | MAGNEHELIC GAUGE
DWYER | 2 H2O " | MAGNEHELIC GAUGE
DWYER | 2000-60PA | MAGNEHELIC PRESSURE GAUGE
DWYER | 2000-80CM | MAGNEHELIC GAUGE
DWYER | 477-1 | DIGITAL MANOMETER
DWYER | -60 TO 60 KPA | MAGNAHELIX GAUGE
DWYER | UNKNOWN | MAGNEHELIC GAUGE
DYNISCO | HP-TU/80548-700 | PRESSURE CALIBRATOR
DYNISCO | UNKNOWN | TIMER
E.A.COMBS LIMITED | 74 | STOPWATCH
E.E.L | 2021 | DIGICAL CHARGE AMP
E.E.L | 2022 | DIG.POWER MODULE
E.E.L | 4001 | DVA METER
EAGLE | EP613 | DC POWER SUPPLY
EARNEST TURNER | 32 | ELECTROSTATIC KV.MTR
EASTERN ELECTRONICS | E2 (100PSI) | PRESSURE GAUGE
EASTPOINT | F147 | PULSE GENERATOR
EASYLOG | EL2 | DIGITAL LOGGER
EBRO | TFI 100 | INFRARED THERMOMETER
EBRO | TFX392 SK-S | DIGITAL THERMOMETER
ECOM | EMX51 | DIGITAL MULTIMETER
ECP | 1600 SERIES | SURFACE RESISTANCE METER
EDALE | C | THERMOMETER
EDALE | CD | THERMISTOR THERMOMETER
EDC | 1030 | VOLTAGE STANDARD
EDGCUMBE | 5 | PORTABLE APPLIANCE TESTER
EDGCUMBE | 13B | HIGH RESISTANCE MEGOHMETER
EDGCUMBE | 16 SERIES | INSULATION TESTER
EDGCUMBE | 16A | INSULATION TESTER
EDGCUMBE | 16D | INSULATION TESTER
EDGCUMBE | 16D SERIES | INSULATION TESTER
EDGCUMBE | 16L | DIGITAL LOOP TESTER
EDGCUMBE | 16L240A | EARTH LOOP TESTER
EDGCUMBE | 16R | RCD TESTER
EDGCUMBE | 251A | METROHM
EDGCUMBE | MICROPAT | PORTABLE APPLIANCE TESTER
EDWARDS | CG3 | PRESSURE GAUGE
EFRATOM | FRS-N 2A8A4B | RUBIDIUM OSCILLATOR
EFRATOM | M-100-15-10 | RUBIDIUM FREQUENCY STANDARD
EIP | 585 | MICROWAVE PULSE COUNTER
EIP | 28B | FREQUENCY COUNTER
EL | USB-1 | TEMPERATURE DATA LOGGER
ELAN | 5000 | EPROM PROGRAMMER
ELCOMETER | 319 | DEWMETER
ELCONTROL | NANOVIP | POWER METER
ELDITEST | GE8115 | DIFFERENTIAL PROBE
ELECTRO | PATCH | APPLIANCE TESTER
ELECTROSYSTEMS | ES1220 | DIGITAL AVOMETER
ELECTROTHERMAL | F5A/MC732 | CONTROLLER
ELINELL | PC902T | TEMPERATURE CONTROLLER
ELIWELL | EWPC901T | TEMPERATURE CONTROLLER
ELIWELL | EWPC905T | TEMPERATURE CONTROLLER
ELIWELL | IC915 | TEMPERATURE CONTROLLER
E-MIL | 76MM | MERCURY THERMOMETER
EMSTAT INSTRUMENTS | 35-001 | SURFACE RESISTANCE METER
ENDEVCO | 133 | SIGNAL CONDITIONER
ENDRESS & HAUSER | PMD235 | PRESSURE MODULE
ENERPAC | 0-10000 PSI | PRESSURE GAUGE
ENERPAC | 0-3000 PSI | PESSURE GAUGE
ENERPAC | 10,000 PSI / 700 BAR | PRESSURE GAUGE
ENERPAC | GF-20B | PRESSURE GAUGE
ENERPAC | GF-813B | PRESSURE GAUGE
ENGINEER | ENGINERING TIME | ENG TIME AT ABSOLUTE CAL
ENGINEER | SERVICES | OFF SITE CALIBRATION
ENI | 310L | RF POWER AMPLIFIER
ENVIRONMENTAL EQUIPMENT | 2027 | DIGICAL CHARGE AMP
ERMA | 29021 | PLIERS CRIMPING 6A
ERO | LMS | HEAT CONTROLLER
ERO | PKC661152500 | TEMP. CONTROLLER
ERSA | DTM100 | DIGITAL THERMOMETER
ERSA | IR500A | SOLDER STATION
ESCORT | EDM163S | DIGITAL MULTIMETER
ESCORT | ILOG | DATALOGGER
ESI | DB62 | DECADE RESISTOR
ESPEC | LHL-112 | ENVIRONMENTAL CHAMBER
ETI | 2001 | DIGITAL THERMOMETER
ETI | 2002 | DIGITAL THERMOMETER
ETI | 2203 | DIGITAL THERMOMETER
ETI | 8711 | THERMA-HYGROMETER
ETI | 817-001 | WHIRLING THERMOMETER
ETI | FRIDGE/FREEZER | DIGITAL THERMOMETER
ETI | K TYPE | THERMOCOUPLE
ETI | MICROTHERMA 2 | DIGITAL THERMOMETER
ETI | MICROTHERMA 3 | DIGITAL THERMOMETER
ETI | RAY TEMP 3 | INFRARED THERMOMETER
ETI | REFERENCE | DIGITAL THERMOMETER
ETI | THERMA 2 | DIGITAL THERMOMETER
ETI | THERMA 3 | DIGITAL THERMOMETER
ETI | THERMADATA TB2F | DATALOGGER
EURISEM | EP725 | DIGITAL CLAMP METER
EUROLEC | RT1 | DIGITAL THERMOMETER
EUROPACK | TIGHT PACKER | OVERWRAPPER
EUROSTAT | SME4000/2 | WRIST STRAP TESTER
EUROTHERM | 239 | CALIBRATION UNIT
EUROTHERM | 2132 | TEMPERATURE CONTROLLER
EUROTHERM | 2408 | TEMPERATURE CONTROLLER
EUROTHERM | 4103 | CHART RECORDER
EUROTHERM | 2132I | TEMPERATURE CONTROLLER
EUROTHERM | 5 STAGE | HEAT TUNNEL
EUROTHERM | MEM2090 | CALIBRATOR
EUROTRON | 200+ | CALIBRATOR
EUROTRON | MICROCAL 1 | MULTI.IND.SIMULATOR
EUROTRON | MICROCAL 1 | PROCESS CALIBRATOR
EUROTRON | MICROCAL 200 | CALIBRATOR
EUROTRON | MICROCAL 200+ | CALIBRATOR
EUROTRON | MICROCAL P200 | PRESSURE CALIBRATOR
EUROTRON | MICROCAL T100 | TEMPERATURE CALIBRATOR
EUROTRON | T500 | TEMPERATURE CALIBRATOR
EUROTRON | UNICAL RTD | PRT INDICATOR/SIMULATOR
EUROTRON | UNICAL TC | INDICATOR/SIMULATOR
EUTECHNICS | 4500 | TEMPERATURE VERIFICATION METER
EVERSHED & VIGNOLES | 40050 | METER
EVERSHED & VIGNOLES | BM7 | INSULATION TESTER
EVERSHED & VIGNOLES | BR6/67197 | BRIDGE
EVERSHED & VIGNOLES | QU/CRD4B | RECORDER
EXERGEN | SUPER E | INFRARED SCANNER
EXTECH | 407113 | THERMO-ANEMOMETER
EXTECH | 461893 | PHOTO TACHOMETER
EXTECH | RH520 | HUMIDITY & TEMP. RECORDER
EXTECH | RPM10 | LASER TACHOMETER
EYENCE | AP-33P | PRESS.TRANSMITTER (3.5 - 4BAR)
EYENCE | AP33P | PRESSURE SYSTEM
F.W BELL | MA-2000 | NON-CONTACT MILLIAMMETER
FAMOS | F108TX | POUCH SEALER
FARNELL | AMM | MODULATION METER
FARNELL | AP60-50 | POWER SUPPLY UNIT
FARNELL | B30/10 | POWER SUPPLY UNIT
FARNELL | B30/20 | POWER SUPPLY UNIT
FARNELL | C1 | POWER SUPPLY
FARNELL | CT587111 | INSULATION TESTER
FARNELL | D1001 | POWER SUPPLY UNIT
FARNELL | D30-2 | POWER SUPPLY UNIT SINGLE
FARNELL | DCM30/4A | VOLTMETER
FARNELL | DTV20 | OSCILLOSCOPE
FARNELL | E350/S27 | POWER SUPPLY UNIT
FARNELL | L30-1 | POWER SUPPLY UNIT
FARNELL | L30-2 | POWER SUPPLY SINGLE
FARNELL | L30-5 | POWER SUPPLY UNIT
FARNELL | L30BT | POWER SUPPLY UNIT 30V, 1A DUAL
FARNELL | L30DT | POWER SUPPLY UNIT
FARNELL | L30E | POWER SUPPLY UNIT
FARNELL | LFM4 | SINE SQUARE OSCILLATOR
FARNELL | LS60-5 | POWER SUPPLY SINGLE
FARNELL | LT30-1 | POWER SUPPLY UNIT DOUBLE
FARNELL | LT30-2 | POWER SUPPLY UNIT DOUBLE
FARNELL | PDA3502A | POWER SUPPLY DUAL
FARNELL | PDD3502A | DUAL POWER SUPPLY
FARNELL | PSG520H | SIGNAL GENERATOR
FARNELL | RA1060-17 | ELECTRONIC LOAD
FARNELL | XA35-2T | POWER SUPPLY DOUBLE
FCI | HT208 | CRIMP TOOL
FDB | SERIES 4 | RCD TEST SET
FEEDBACK | FG601 | FUNCTION GEN
FEEDBACK | SC-230 | FREQUENCY COUNTER
FERRANTI | V1800 | CLAMP METER
FGH CONTROLS | 3000 TYPE K | TEMP. CONTROLLER
FGH CONTROLS | EZECAL 5 | PRECISION CALIBRATOR
FGH CONTROLS | EZECAL MK4 | THERMOCOUPLE SIMULATOR
FIRLABO | SP-BVEHF | RH CHAMBER
FISHER | 20-200 LT/MIN | FLOWMETER
FISHER | 3 CHANNEL | TIMER
FISHER | FB50262 | PRECISION PLATINUM THERMOMETER
FISONS | BR185H/WSCC | WET & DRY CHAMBER
FISONS | THL-210-091F | M.I.G.THERMOMETER
FLUKE | 10 | DIGITAL MULTIMETER
FLUKE | 11 | DIGITAL MULTIMETER
FLUKE | 12 | DIGITAL MULTIMETER
FLUKE | 16 | DIGITAL MULTIMETER
FLUKE | 19 | DIGITAL MULTIMETER
FLUKE | 23 | DIGITAL MULTIMETER
FLUKE | 25 | DIGITAL MULTIMETER
FLUKE | 27 | DIGITAL MULTIMETER
FLUKE | 30 | CLAMP METER
FLUKE | 36 | DIGITAL CLAMP METER
FLUKE | 37 | DIGITAL MULTIMETER
FLUKE | 45 | DIGITAL MULTIMETER
FLUKE | 51 | THERMOMETER
FLUKE | 52 | DIGITAL THERMOMETER
FLUKE | 61 | INFRA-RED THERMOMETER
FLUKE | 62 | MINI I/R THERMOMETER
FLUKE | 63 | IR THERMOMETER
FLUKE | 65 | INFRARED THERMOMETER
FLUKE | 66 | IR THERMOMETER
FLUKE | 73 | DIGITAL MULTIMETER
FLUKE | 75 | DIGITAL MULTIMETER
FLUKE | 76 | DIGITAL MULTIMETER
FLUKE | 77 | DIGITAL MULTIMETER
FLUKE | 77 | MULTIMETER
FLUKE | 78 | AUTOMOTIVE METER
FLUKE | 83 | DIGITAL MULTIMETER
FLUKE | 85 | DIGITAL MULTIMETER
FLUKE | 87 | DIGITAL MULTIMETER
FLUKE | 87 | MULTIMETER
FLUKE | 97 | SCOPE METER 2 CHANNEL
FLUKE | 110 | DIGITAL MULTIMETER
FLUKE | 111 | DIGITAL MULTIMETER
FLUKE | 112 | DIGITAL MULTIMETER
FLUKE | 114 | DIGITAL MULTIMETER
FLUKE | 123 | SCOPEMETER
FLUKE | 124 | INDUSTRIAL SCOPEMETER
FLUKE | 175 | DIGITAL MULTIMETER
FLUKE | 177 | RMS MULTIMETER
FLUKE | 179 | DIGITAL MULTIMETER
FLUKE | 183 | DIGITAL MULTIMETER
FLUKE | 185 | DIGITAL MULTIMETER
FLUKE | 187 | DIGITAL MULTIMETER
FLUKE | 189 | DIGITAL MULTIMETER
FLUKE | 192 | SCOPEMETER
FLUKE | 196 | SCOPEMETER
FLUKE | 199 | SCOPEMETER
FLUKE | 321 | DIGITAL CLAMP METER
FLUKE | 322 | CLAMP METER
FLUKE | 333 | DIGITAL CLAMP METER
FLUKE | 334 | CLAMP METER
FLUKE | 335 | DIGITAL CLAMP METER
FLUKE | 336 | DIGITAL CLAMP METER
FLUKE | 337 | DIGITAL CLAMP METER
FLUKE | 701 | PROCESS CALIBRATOR
FLUKE | 705 | LOOP CALIBRATOR
FLUKE | 712 | RTD CALIBRATOR
FLUKE | 714 | THERMOCOUPLE CALIBRATOR
FLUKE | 715 | VOLTAGE CALIBRATOR
FLUKE | 724 | TEMPERATURE CALIBRATOR
FLUKE | 725 | MULTIFUNCTION CALIBRATOR
FLUKE | 726 | PRECISION CALIBRATOR
FLUKE | 743 | DOCUMENTING PROCESS CALIBRATOR
FLUKE | 787 | PROCESS METER
FLUKE | 789 | PROCESS METER
FLUKE | 865 | GRAPHICAL MULTIMETER
FLUKE | 971 | TEMPERATURE HUMIDITY METER
FLUKE | 1507 | INSULATION TESTER
FLUKE | 1520 | MEGOHMMETER
FLUKE | 1587 | INSULATION METER
FLUKE | 1651 | MULTIFUNCTION TESTER
FLUKE | 1652 | MULTIFUNCTION TESTER
FLUKE | 1653 | MULTIFUNCTION TESTER
FLUKE | 6200 | PORTABLE APPLIANCE TESTER
FLUKE | 6500 | APPLIANCE TESTER
FLUKE | 54200 | TV SIGNAL GENERATOR
FLUKE | 105B SER.2 | SCOPEMETER
FLUKE | 12B | DIGITAL MULTIMETER
FLUKE | 1900A | DIGITAL COUNTER
FLUKE | 1910A | COUNTER TIMER
FLUKE | 196C | SCOPEMETER COLOR
FLUKE | 199C | SCOPEMETER
FLUKE | 21 MKIII | DIGITAL MULTIMETER
FLUKE | 2100A | THERMOMETER
FLUKE | 23 MKIII | DIGITAL MULTIMETER
FLUKE | 23 SERIES 2 | DIGITAL MULTIMETER
FLUKE | 26 MK3 | DIGITAL MULTIMETER
FLUKE | 29 SERIES 2 | DIGITAL MULTIMETER
FLUKE | 343A | DC VOLTAGE STANDARD
FLUKE | 43B | POWER QUALITY ANALYZER
FLUKE | 50D | DIGITAL THERMOMETER
FLUKE | 50S K/J | DIGITAL THERMOMETER
FLUKE | 51 K/J | DIGITAL THERMOMETER
FLUKE | 51 SER 2 | DIGITAL THERMOMETER
FLUKE | 5101B | MULTIMETER CALIBRATOR
FLUKE | 510A | AC CALIBRATOR
FLUKE | 52 K/J | DIGITAL THERMOMETER
FLUKE | 52 SERIES 2 | DIGITAL THERMOMETER
FLUKE | 5220A | TRANSCONDUCTANCE AMPLIFIER
FLUKE | 53 SERIES 2 | DIGITAL THERMOMETER
FLUKE | 54 SERIES II | DIGITAL THERMOMETER
FLUKE | 5500A | CALIBRATOR
FLUKE | 6011A | SIGNAL GENERATOR
FLUKE | 70 MKIII | DIGITAL MULTIMETER
FLUKE | 70 SERIES 2 | DIGITAL MULTIMETER
FLUKE | 700P27 | PRESSURE MODULE
FLUKE | 700PA6 | PRESSURE MODULE
FLUKE | 700PD7 | PRESSURE MODULE
FLUKE | 707EX | CALIBRATOR
FLUKE | 73 MKIII | DIGITAL MULTIMETER
FLUKE | 73 SERIES 2 | DIGITAL MULTIMETER
FLUKE | 73 SERIES III | DIGITAL MULTIMETER
FLUKE | 7-300 | ELECTRICAL TESTER
FLUKE | 741B | PROCESS CALIBRATOR
FLUKE | 75 MKIII | DIGITAL MULTIMETER
FLUKE | 75 SERIES 2 | DIGITAL MULTIMETER
FLUKE | 75 SERIES III | DIGITAL MULTIMETER
FLUKE | 7-600 | DIGITAL MULTIMETER
FLUKE | 77 MKIII | DIGITAL MULTIMETER
FLUKE | 77 SERIES 2 | DIGITAL MULTIMETER
FLUKE | 77 SERIES III | DIGITAL MULTIMETER
FLUKE | 77 SERIES IV | DIGITAL MULTIMETER
FLUKE | 79 MKIII | DIGITAL MULTIMETER
FLUKE | 79 SERIES 2 | DIGITAL MULTIMETER
FLUKE | 79 SERIES III | RMS DIGITAL MULTIMETER
FLUKE | 8000A | DIGITAL MULTIMETER
FLUKE | 8010A | DIGITAL MULTIMETER
FLUKE | 8020A | DIGITAL MULTIMETER
FLUKE | 8020B | DIGITAL MULTIMETER
FLUKE | 8021B | DIGITAL MULTIMETER
FLUKE | 8022B | DIGITAL MULTIMETER
FLUKE | 8024A | DIGITAL MULTIMETER
FLUKE | 8024B | DIGITAL MULTIMETER
FLUKE | 8026B | DIGITAL MULTIMETER
FLUKE | 8050A | DIGITAL MULTIMETER
FLUKE | 8060A | DIGITAL MULTIMETER
FLUKE | 8060A RMS | DIGITAL MULTIMETER
FLUKE | 8062A | DIGITAL MULTIMETER
FLUKE | 8062A RMS | DIGITAL MULTIMETER
FLUKE | 80K-40 | HV PROBE
FLUKE | 83 MKIII | DIGITAL MULTIMETER
FLUKE | 85 MKIII | DIGITAL MULTIMETER
FLUKE | 8506A | DIGITAL MULTIMETER
FLUKE | 85RF | FREQUENCY PROBE
FLUKE | 87 MK.5 | DIGITAL MULTIMETER
FLUKE | 87 MKIII | DIGITAL MULTIMETER
FLUKE | 87 MKIV | DIGITAL MULTIMETER
FLUKE | 87 RMS | DIGITAL MULTIMETER
FLUKE | 87MKIV | DIGITAL MULTIMETER
FLUKE | 8840A | DIGITAL MULTIMETER
FLUKE | 8842A | DIGITAL MULTIMETER
FLUKE | 89 MK4 | DIGITAL MULTIMETER
FLUKE | 89 SERIES 4 | MULTIMETER
FLUKE | 9000A - 8085 | INTERFACE POD
FLUKE | 9000A-8086 | INTERFACE POD
FLUKE | 9010A | MICROSYSTEM TROUBLESHOOTER
FLUKE | 99 SERIES II | SCOPEMETER
FLUKE | 99B SER.II | SCOPEMETER 2 CHANNEL
FLUKE | DSP-2000 | CABLE ANALYSER
FLUKE | DSP-2000SR | SMART REMOTE
FLUKE | HYDRA SERIES II | DATALOGGER
FLUKE | I1010 | 600V CLAMP METER
FLUKE | I200 | CURRENT CLAMP
FLUKE | I410 | AC/DC CURRENT CLAMP
FLUKE | NETDAQ | DATALOGGER
FLUKE | ONE-TOUCH SERIES 2 | NETWORK ASSISTANT
FLUKE | PM3082 | OSCILLOSCOPE 2 CHANNEL
FLUKE | PM3092 | OSCILLOSCOPE 2 CHANNEL
FLUKE | PM3380B | OSCILLOSCOPE 2 CHANNEL
FLUKE | PM5139 | FUNCTION GENERATOR
FLUKE | PM6306 | AUTOMATIC RCL METER
FLUKE | PM6681 | TIMER/COUNTER/ANALYSER
FLUKE | T5-1000 | ELECTRICAL TESTER
FLUKE | TPWS | DIGITAL MULTIMETER
FLUKE | Y8100 | CLAMP METER
FOCUS | MK3 | TYRE PRESSURE GAUGE
FORESTADENT | 2231.01 | POWER SUPPLY
FOSTER | 2000 | PRIM CURR. INJECT. TEST SET
FOSTER | NOT KNOWN | CURRENT TEST SET
FOSTER | UNKNOWN | FLASH TESTER
FOXBORO | IAP10 | 0-70 BAR PRESSURE TRANSMITTER
FOXBORO | T120-BT1ZZZ | TEMPERATURE TRANSMITTER
FRAHM | UNKNOWN | REED TACHOMETER
FRIDGEMASTER | MTRL143 | REFRIGERATOR
FT TECH | AP1372 | DUMMY DIRECTOR UNIT
FT TECH | API 1718 | ANGLE POSITION INDICATOR
FT TECH | API1850 | ANGLE POSITION INDICATOR
FURNESS | FC014 | MICROMANOMETER
G & L BEIJER | 840 | TEMPERATURE CONTROLLER 3 WIRE
GALLENKAMP | 300 | OVEN
GALLENKAMP | 0-300 DEG C | TEMPERATURE GAUGE
GALLENKAMP | 300 + | OVEN
GALLENKAMP | -5 TO 50 DEG C | WHIRLING HYGROMETER
GALLENKAMP | BS | OVEN
GALLENKAMP | PLUS 2 | OVEN
GALLENKAMP | UNKNOWN | HUMIDITY OVEN
GALLENKAMP | UNKNOWN | TEMPERATURE CONTROLLER
GALLENKAMP | UNKNOWN | TEMPERATURE OVEN
GARD | SD10 | INDICATOR
GARD | SD15 | TEMP. CONTROLLER
GARD | SR32 | TEMPERATURE CONTROLLER
GAUGE STOCK | 0-4 BAR | PRESSURE GAUGE
GEC ELLIOTT | 0-1000 DEG C | FURNACE
GEI AUTOWRAPPERS | FLOWTRONIC 120 | WRAPPER
GEI EUROPACK | TIGHTWRAPPER | OVER WRAPPER
GEMINI | TINYVIEW | DATA LOGGER
GEMS | 100 BAR | PRESSURE TRANSDUCER
GEN EASTERN | HYGRO M2 | DEW POINT MONITOR
GENERAL EASTERN | 1111H-SR | SENSOR
GENERAL EASTERN | D-2 | SENSOR
GENERAL EASTERN | HYGRO M1 | DEWPOINT METER
GENERAL EASTERN | HYGRO M4 | INDICATOR
GENERAL EASTERN | HYGRO-M3 | DEW POINT MONITOR
GENERAL EASTERN | OPTICA | DEWPOINT INDICATOR
GENERAL EASTERN | SIM-12H | HEATED SENSOR
GENERAL EASTERN | UNKNOWN | PRT
GENLAB | 12/VS | OVEN
GENLAB | 425L | OVEN
GENLAB | A15 BC | OVEN
GENLAB | MINI 100/F | INCUBATOR 25 DEG C
GENLAB | SDO/425 | OVEN
GENLAB | SH85 | OVEN
GENLAB | UNKNOWN | OVEN
GENRAD | W30HM | VARIAC TRANSFORMER
GIGA | 7100 | SIGNAL GENERATOR
GIGA | UNKNOWN | RF GENERATOR
GIGATRONIC | 7100 | SIGNAL GENERATOR
GIGATRONICS | 900 | FREQUENCY SOURCE
GIGATRONICS | 6100 | SIGNAL GENERATOR
GIGATRONICS | 80350A | PEAK POWER SENSOR
GIGATRONICS | 80401A | POWER SENSOR
GIGATRONICS | 8541C | UNIVERSAL POWER METER
GIUSTI | TM2101 | VAT
GLASSMAN | PS/FX15R20.OF22 | HIGH VOLTAGE DC PSU
GLOBAL | 5001 | UNIVERSAL COUNTER TIMER
GLOBAL | 8200 | SYNTHESISED FUNCTION GENERATOR
GOLD | M105 | DIGITAL MULTIMETER
GOLD | M195 | LCR METER
GOLD | M810 | DIGITAL MULTIMETER
GOLD | PG10B | DIGITAL MULTIMETER
GOLD | WG022 | DIGITAL MULTIMETER
GOLD LINE | ZM1 | IMPEDANCE METER
GOLDSTAR | DM332 | DIGITAL MULTIMETER
GOLDSTAR | OS-3040 | OSCILLOSCOPE
GOOD SCALE | GSC-9706 | DIGITAL SCALES
GOSSEN | 204 | PROFITEST
GOSSEN | DIN VDE 0413 | INSULATION TESTER
GOULD | 1602 | OSCILLOSCOPE 2 CHANNEL
GOULD | 4074 | OSCILLOSCOPE 4 CHANNEL
GOULD | (DSO)1602 | OSCILLOSCOPE 2 CHANNEL
GOULD | (DSO)1604 | OSCILLOSCOPE 4 CHANNEL
GOULD | (DSO)465 | OSCILLOSCOPE 2 CHANNEL
GOULD | DSO4064 | OSCILLOSCOPE 4 CHANNEL
GOULD | J3B | SIGNAL GENERATOR
GOULD | OS1100-S1 | OSCILLOSCOPE
GOULD | OS300 | OSCILLOSCOPE 2 CHANNEL
GOULD | OS4000 | OSCILLOSCOPE
GRANT | 1001 | SQUIRREL METER/LOGGER
GRANT | 1004 | SQUIRREL DATA LOGGER
GRANT | 2020 | SQUIRREL DATA LOGGER
GRANT | 2040 | DATA LOGGER
GRANT | 2 WIRE | PROBE
GRANT | GR150NP | TEMPERATURE BATH & PROBE
GRANT | JB4 | LIQUID BATH
GRANT | MXB22 | ULTRASONIC BATH
GRANT | SUB 14 | OIL BATH
GRANT | SUB 28 | OIL BATH
GRANT | UNKNOWN | EARTH LEAKAGE CURRENT TESTER
GRAPHTEC | WR8000 | THERMAL ARRAYCORDER
GREENPAR | 30040 | CRIMP TOOL
GRIFFIN | UNKNOWN | OVEN
GROUND ZERO | WBT-02 | WRIST STRAP TESTER
GRUNDIG | FG7 | VIDEO FUNCTION GENERATOR
GRUNDIG | VG1000 | VIDEO GENERATOR
GUILDLINE | 5150 | DUAL CHANNEL THERMOMETER
GUILDLINE | 9334A-100G | RESISTANCE STANDARD
GUILDLINE | 9334A-10G | RESISTANCE STANDARD
GUILDLINE | 9334A-1G | RESISTANCE STANDARD
GW | 393A | DIGITAL MULTIMETER
GW | D131 | DIGITAL OPTICAL TACHOMETER
GW | GAT-111 | AF DECADE ATTENUATOR
GW | GUC-2010G | UNIVERSAL COUNTER
GW | PT231B | DIGITAL TACHOMETER
GW INSTEK | GDM-8135 | DIGITAL MULTIMETER
GW INSTEK | GDS-2104 | OSCILLOSCOPE 100MHZ
GW INSTEK | GDS-820C | 150 MHZ ET25GS/S OSCILLOSCOPE
H B THERM | SERIES 3 | TEMPERATURE CONTROLLER
H&B SENSORS | 100 OHM | BUTTON SENSOR
H&B SENSORS | 3 WIRE | PRT+TRANSMITTER
H&B SENSORS | K | THERMOCOUPLE
H&B SENSORS | PT100+SEM204P | TEMPERATURE SENSOR
H&B SENSORS | RHODIUM IRON | CRYOGENIC STANDARD
HAKO | 191 | THERMOMETER
HAMEG | HM1000 | OSCILLOSCOPE 100 MHZ ANALOG
HAMEG | HM1004 | OSCILLOSCOPE
HAMEG | HM1005 | OSCILLOSCOPE 2 CHANNEL
HAMEG | HM205-3 | OSCILLOSCOPE 2 CHANNEL
HAMEG | HM303-3 | OSCILLOSCOPE
HAMEG | HM303-4 | OSCILLOSCOPE
HAMEG | HM303-6 | OSCILLOSCOPE
HAMEG | HM305-2 | OSCILLOSCOPE 2 CHANNEL
HAMEG | HM504-2 | OSCILLOSCOPE 50MHZ
HAMEG | HM507 | OSCILLOSCOPE
HAMEG | HM604 | OSCILLOSCOPE 2 CHANNEL
HAMEG | HM604-3 | OSCILLOSCOPE
HAMEG | HM8122 | COUNTER TIMER
HAMEG | HM8133-2 | HF SYNTHESISER
HANHART | STOPSTAR 2 | DIGITAL STOPWATCH
HANNA | CHECKTEMP | TEMPERATURE INDICATOR
HANNA | CHECKTEMP 1 | DIGITAL THERMOMETER & PROBE
HANNA | HI8564 | THERMO HYGROMETER
HANNA | HI8733 | CONDUCTIVITY METER
HANNA | HI8751 | MINITHERM
HANNA | HI8757 | MICROPROCESSOR THERMOMETER
HANNA | HI9040 | THERMISTOR THERMOMETER
HANNA | HI9043 | 'K' THERMOCOUPLE THERMOMETER
HANNA | HI9060 | MICRO THERMOMETER
HANNA | HI9065 | THERMO HYGROMETER
HANNA | HI91610C | DIG.THERMOHYGROMETER
HANNA | HI9161C | MICRO THERMOHYGROMETER
HANNA | HI92701C | PRINTING THERMOMETER
HANNA | HI92804C | LOGGING THERMOMETER
HANNA | HI93510 | THERMOMETER
HANNA | HI93530 | DIGITAL THERMOMETER
HANNA | HI93531 | DIGITAL THERMOMETER
HANNA | HI93640 | THERMO HYGROMETER
HANNA | HI955201 | PRINTING THERMOMETER
HANNA | HI955502 | DIGITAL THERMOMETER
HANNA | HI9811 | PH METER
HANNA | HI98304 | EC & TDS TESTER
HANNA | HI98308 | PURE WATER TESTER
HANNA | HI98701 | DIGITAL THERMOMETER
HANNA | HI98801 | PRINTING TIMER
HANNA | HI98804 | DIGITAL THERMOMETER
HANNA | HI98810 | PRINTING THERMOMETER
HANNA | HI991301 | PH/EC/TDS/TEMPERATURE METER
HANNA | K-TYPE | THERMOCOUPLE THERMOMETER
HANNA | NS930 | DIGITAL THERMOMETER
HANNA | NS932 | DIGITAL THERMOMETER
HANNA | PRIMO 5 | CONDUCTIVITY METER
HANSELLA | UNKNOWN | COOKER
HANWELL | RL2000 | DATALOGGER (RADIO)
HART | 1521 | DIGITAL THERMOMETER
HART | 9103 | HOT BLOCK
HART | 9140 | DRY BLOCK CALIBRATOR
HART | 1502A | DIGITAL THERMOMETER
HARTZELL | C-4670 | TACHOMETER
HASKEL | 0-2000 PSI | PRESSURE GAUGE
HASKEL | 0-5000 PSI | PRESSURE GAUGE
HASKEL | 0-600 PSI | PRESSURE GAUGE
HATFIELD | 2050 | ATTENUATOR
HATFIELD | 2105 | ATTENUATOR
HATFIELD | 2108 | ATTENUATOR
HATFIELD | 2115 | ATTENUATOR
HATFIELD | 2125 | ATTENUATOR
HATFIELD | AC702 | ATTENUATOR
HAVEN | TEMPCAL 140F | DRY BLOCK CALIBRATOR
HAVEN | TEMPCAL 2 | PORTABLE FURNACE
HAVEN | THERMOCAL | TEST SET
HBS | 4 WIRE | PT100
HCD RESEARCH | 8802 | STD FREQUENCY RECEIVER
HEATHKIT | IM-2410 | DIGITAL FREQUENCY COUNTER
HEDINAIR | 65915 | OVEN
HEDINAIR | 380416 | OVEN
HEME | 100 | AC-DC CLIPON AMMETER
HEME | 600 | CLAMP METER
HEME | 1000 | AC/DC CLIP-ON AMMETER
HEME | 2050 | DIGITAL CLAMP METER
HEME | 2060 | DIGITAL CLAMP METER
HEME | LH1020 | DIGITAL CLAMP METER
HEME | LH1025 | DIGITAL CLAMP METER
HEME | LH1035 | DIGITAL CLAMP METER
HEME | LH1040 | DIGITAL CLAMP METER
HEME | LH2040 | DIGITAL CLAMP METER
HEME | LH240 | CLAMP METER
HEME | LH635 | DIGITAL CLAMP METER
HEME | PR1000 | CURRENT PROBE
HEME | PR1001 | CURRENT PROBE
HEME | PR20 | CURRENT PROBE
HEME | PR200 | CURRENT PROBE
HEME | PR2000 | CURRENT PROBE
HEME | PR30 | CURRENT PROBE
HEME | PR430 | CURRENT PROBE
HEME | PR50 | CURRENT PROBE
HEME | PR620 | CLAMP METER
HEME | PR630 | CLAMP METER
HENRY VALVE CO. | 300 PSI | PRESSURE RELIEF VALVE
HERAEUS | VMT 07/35 | OVEN CONTROLLER -70 TO 180 C
HETTICH | EBA3S | CENTRIFUGE 3
HEUER | UNKNOWN | STOP WATCH
HEWLETT PACKARD | 1120A | 500MHZ PROBE
HEWLETT PACKARD | 1146A | AC/DC CURRENT PROBE
HEWLETT PACKARD | 11582A | SET OF 4 ATTENUATORS
HEWLETT PACKARD | 11664A | DETECTOR FOR 8755A
HEWLETT PACKARD | 11667A | POWER SPLITTER
HEWLETT PACKARD | 11713A | ATTENUATOR SW/DRIVER
HEWLETT PACKARD | 1630D | LOGIC ANALYSER
HEWLETT PACKARD | 1631D | LOGIC ANALYSER
HEWLETT PACKARD | 16500B | LOGIC ANALYSER
HEWLETT PACKARD | 16500C | LOGIC ANALYSER
HEWLETT PACKARD | 1650B | LOGIC ANALYSER
HEWLETT PACKARD | 16510A | 25 MHz STATE - 100 MHz
HEWLETT PACKARD | 16510B | 35MHZ STATE TIMING CARD
HEWLETT PACKARD | 16520A | PAT GEN MASTER
HEWLETT PACKARD | 1652B | LOGIC ANALYSER
HEWLETT PACKARD | 16530A | TIMEBASE PLUG IN
HEWLETT PACKARD | 16531A | VERTICAL PLUG IN
HEWLETT PACKARD | 16532A | LOGIC ANAL. DIGITISING SCOPE
HEWLETT PACKARD | 16550A | 100MHZ STATE INTERFACE
HEWLETT PACKARD | 1661A | LOGIC ANALYSER
HEWLETT PACKARD | 1661C | LOGIC ANALYSER
HEWLETT PACKARD | 1670D | LOGIC ANALYSER
HEWLETT PACKARD | 1740A | OSCILLOSCOPE
HEWLETT PACKARD | 1741A | OSCILLOSCOPE 2 CHANNEL
HEWLETT PACKARD | 33120A | FUNCTION GENERATOR
HEWLETT PACKARD | 3324A | FUNCTION-SWEEP GENERATOR
HEWLETT PACKARD | 3325A | FUNCTION GENERATOR
HEWLETT PACKARD | 3325A | SYNTHESISER SIGNAL GENERATOR
HEWLETT PACKARD | 3325B | SYNTHESISER FUNCTION GENERATOR
HEWLETT PACKARD | 335D | VHF ATTENUATOR
HEWLETT PACKARD | 3400A | R.M.S.VOLTMTR.
HEWLETT PACKARD | 34401A | DIGITAL MULTIMETER
HEWLETT PACKARD | 3456A | DIGITAL MULTIMETER
HEWLETT PACKARD | 3458A | DIGITAL MULTIMETER
HEWLETT PACKARD | 3466A | DIGITAL MULTIMETER
HEWLETT PACKARD | 3468A | DIGITAL MULTIMETER
HEWLETT PACKARD | 3478A | DIGITAL MULTIMETER
HEWLETT PACKARD | 355C | VHF ATTENUATOR
HEWLETT PACKARD | 355D | STEP ATTENUATOR
HEWLETT PACKARD | 3561A | DYNAMIC SIGNAL ANALYSER
HEWLETT PACKARD | 35665A | DYNAMIC SIGNAL ANALYZER
HEWLETT PACKARD | 35677A | S PARAMETER TEST SET
HEWLETT PACKARD | 35677B | S PARAMETER TEST SET
HEWLETT PACKARD | 3577A | NETWORK ANALYSER
HEWLETT PACKARD | 3580A | SPECTRUM ANALYSER
HEWLETT PACKARD | 3582A | SPECTRUM ANALYSER
HEWLETT PACKARD | 3588A | SPECTRUM ANALYSER
HEWLETT PACKARD | 394A | ATTENUATOR
HEWLETT PACKARD | 400E | VOLTMETER
HEWLETT PACKARD | 400FL | VOLTMETER
HEWLETT PACKARD | 4195A | NETWORK ANALYSER
HEWLETT PACKARD | 4204A | OSCILLATOR
HEWLETT PACKARD | 423B | CRYSTAL DETECTOR
HEWLETT PACKARD | 4263A | LCR METER
HEWLETT PACKARD | 4274A | DIG.LCR MTR
HEWLETT PACKARD | 4277A | LCZ METER
HEWLETT PACKARD | 4284A | LCR METER
HEWLETT PACKARD | 4329A | HIGH RESISTANCE METER
HEWLETT PACKARD | 432A | uWAVE POWER METER
HEWLETT PACKARD | 435A | uWAVE POWER METER
HEWLETT PACKARD | 435B | POWER METER
HEWLETT PACKARD | 436A | POWER METER
HEWLETT PACKARD | 437B | POWER METER
HEWLETT PACKARD | 4396A | NETWORK ANALYSER
HEWLETT PACKARD | 478A | THERMISTOR MOUNT
HEWLETT PACKARD | 4951C | PROTOCOL ANALYSER
HEWLETT PACKARD | 5308A | TIMER COUNTER MOD
HEWLETT PACKARD | 53131A | UNIVERSAL COUNTER
HEWLETT PACKARD | 5314A | UNIVERSAL COUNTER
HEWLETT PACKARD | 5315A | FREQUENCY COUNTER
HEWLETT PACKARD | 5315B | UNIVERSAL COUNTER
HEWLETT PACKARD | 53181A | FREQUENCY COUNTER
HEWLETT PACKARD | 5334B | COUNTER
HEWLETT PACKARD | 5335A | FREQUENCY COUNTER
HEWLETT PACKARD | 5342A | FREQUENCY COUNTER
HEWLETT PACKARD | 5345A | FREQUENCY COUNTER
HEWLETT PACKARD | 5348A | POWER METER
HEWLETT PACKARD | 5350B | uWAVE COUNTER
HEWLETT PACKARD | 5352B | uWAVE COUNTER
HEWLETT PACKARD | 5385A | FREQUENCY COUNTER
HEWLETT PACKARD | 54100A | OSCILLOSCOPE
HEWLETT PACKARD | 54501A | OSCILLOSCOPE 2 CHANNEL
HEWLETT PACKARD | 54512B | OSCILLOSCOPE
HEWLETT PACKARD | 545A | LOGIC PROBE
HEWLETT PACKARD | 54600B | OSCILLOSCOPE
HEWLETT PACKARD | 54601B | OSCILLOSCOPE
HEWLETT PACKARD | 54602B | OSCILLOSCOPE 2 CHANNEL
HEWLETT PACKARD | 54645A | OSCILLOSCOPE 2 CHANNEL
HEWLETT PACKARD | 54645D | OSCILLOSCOPE 2 CHANNEL
HEWLETT PACKARD | 546A | LOGIC PULSAR
HEWLETT PACKARD | 547A | CURRENT TRACER
HEWLETT PACKARD | 548A | LOGIC CLIP
HEWLETT PACKARD | 6012B | DC POWER SUPPLY
HEWLETT PACKARD | 6032A | POWER SUPPLY UNIT
HEWLETT PACKARD | 6038A | POWER SUPPLY UNIT
HEWLETT PACKARD | 6060B | DC ELECTRONIC LOAD
HEWLETT PACKARD | 606A | HF SIGNAL GENERATOR
HEWLETT PACKARD | 6236B | POWER SUPPLY UNIT TRIPLE
HEWLETT PACKARD | 6572A | POWER SUPPLY
HEWLETT PACKARD | 6612C | DC POWER SUPPLY
HEWLETT PACKARD | 6632A | POWER SUPPLY UNIT
HEWLETT PACKARD | 6642A | DC POWER SUPPLY
HEWLETT PACKARD | 6652A | POWER SUPPLY UNIT 0-20V/0-25A
HEWLETT PACKARD | 6653A | POWER SUPPLY UNIT
HEWLETT PACKARD | 6654A | DC POWER SUPPLY
HEWLETT PACKARD | 6673A | DC POWER SUPPLY
HEWLETT PACKARD | 776D | DUAL DIRECTIONAL COUPLER
HEWLETT PACKARD | 81101A | PULSE GENERATOR
HEWLETT PACKARD | 81110A | PULSE GENERATOR
HEWLETT PACKARD | 8111A | PULSE GENERATOR
HEWLETT PACKARD | 8112A | PULSE GENERATOR
HEWLETT PACKARD | 8116A | PULSE/FUNCTION GENERATOR-50MHZ
HEWLETT PACKARD | 8350B | SWEEP OSCILLATOR
HEWLETT PACKARD | 83522A | PLUG IN 2.4GHZ
HEWLETT PACKARD | 83590A | PLUG IN FOR 8350 UP TO 20 GHz
HEWLETT PACKARD | 83592B | RF PLUG IN 0.01-20 GHz
HEWLETT PACKARD | 83623A | SYNTHESISED SWEEPER
HEWLETT PACKARD | 83732B | SYNTHESISER SIGNAL GENERATOR
HEWLETT PACKARD | 8405A | VECTOR VOLTMETER
HEWLETT PACKARD | 8447A | DUAL AMPLIFIER
HEWLETT PACKARD | 8447D | AMPLIF.
HEWLETT PACKARD | 8447E | AMPLIFIER
HEWLETT PACKARD | 8470B | CRYSTAL DETECTOR
HEWLETT PACKARD | 8472A | CRYSTAL DETECTOR
HEWLETT PACKARD | 84811A | POWER SENSOR
HEWLETT PACKARD | 84812A | PEAK POWER SENSOR
HEWLETT PACKARD | 8481A | POWER SENSOR 18GHZ
HEWLETT PACKARD | 8481H | POWER SENSOR
HEWLETT PACKARD | 8482A | POWER SENSOR
HEWLETT PACKARD | 8482B | POWER SENSOR
HEWLETT PACKARD | 8482B | POWER SENSOR +30DB ATTENUATOR
HEWLETT PACKARD | 8482B + 30dB ATTEN | POWER SENSOR + ATTENUATOR
HEWLETT PACKARD | 8482H | POWER SENSOR
HEWLETT PACKARD | 8484A | POWER SENSOR
HEWLETT PACKARD | 8491A | ATTENUATOR
HEWLETT PACKARD | 8491A-020 | 20 dB ATTENUATOR
HEWLETT PACKARD | 8491B | 10DB ATTENUATOR
HEWLETT PACKARD | 8491B | 20DB ATTENUATOR
HEWLETT PACKARD | 8491B | 3DB ATTENUATOR
HEWLETT PACKARD | 8491B | 6DB ATTENUATOR
HEWLETT PACKARD | 8491B 30DB | ATTENUATOR
HEWLETT PACKARD | 8494A | STEP ATTENUATOR
HEWLETT PACKARD | 8494B | 11DB ATTENUATOR
HEWLETT PACKARD | 8494G | ATTENUATOR
HEWLETT PACKARD | 8494H | ATTENUATOR
HEWLETT PACKARD | 8495B | COAXIAL STEP ATTENUATOR
HEWLETT PACKARD | 8496A | COAXIAL STEP ATTENUATOR
HEWLETT PACKARD | 8496B | ATTENUATOR
HEWLETT PACKARD | 8496B OPT. | 110dB/10dB ATTENUATOR
HEWLETT PACKARD | 8496G | ATTENUATOR
HEWLETT PACKARD | 85024A | FREQUENCY PROBE
HEWLETT PACKARD | 85046A OPT.H20 3GHZ | MIXER TEST SET
HEWLETT PACKARD | 8508A | VECTOR VOLTMETER
HEWLETT PACKARD | 853A | SPECTRUM ANALYSER DISPLAY
HEWLETT PACKARD | 8558B | SPECTRUM ANALYSER
HEWLETT PACKARD | 8559A | SPECTRUM ANALYSER
HEWLETT PACKARD | 8560A | SPECTRUM ANALYSER
HEWLETT PACKARD | 8560E | SPECTRUM ANALYSER
HEWLETT PACKARD | 8562A | SPECTRUM ANALYSER 22GHZ
HEWLETT PACKARD | 8563A | SPECTRUM ANALYSER
HEWLETT PACKARD | 8563E | SPECTRUM ANALYSER
HEWLETT PACKARD | 8565A | SPECTRUM ANALYSER 22 GHz
HEWLETT PACKARD | 8568A | SPECTRUM ANALYSER
HEWLETT PACKARD | 8568B | SPECTRUM ANALYSER 1.5GHZ
HEWLETT PACKARD | 8591A | SPECTRUM ANALYSER
HEWLETT PACKARD | 8591E | SPECTRUM ANALYSER
HEWLETT PACKARD | 8591EM | EMC ANALYSER 1.8GHZ
HEWLETT PACKARD | 8592B | SPECTRUM ANALYSER 22GHz
HEWLETT PACKARD | 8592L | SPECTRUM ANALYSER
HEWLETT PACKARD | 8593E | SPECTRUM ANALYSER 22GHZ
HEWLETT PACKARD | 8594E | SPECTRUM ANALYSER
HEWLETT PACKARD | 8640B | RF SIGNAL GENERATOR 1GHZ
HEWLETT PACKARD | 8647A | SIGNAL GENERATOR 1GHZ
HEWLETT PACKARD | 8648B | SIGNAL GENERATOR
HEWLETT PACKARD | 8648C | SIGNAL GENERATOR
HEWLETT PACKARD | 8656B | SIGNAL GENERATOR 999 MHz
HEWLETT PACKARD | 8711A | NETWORK ANALYSER
HEWLETT PACKARD | 8753A | NETWORK ANALYSER
HEWLETT PACKARD | 8753C | NETWORK ANALYSER
HEWLETT PACKARD | 8757A | NETWORK ANALYSER
HEWLETT PACKARD | 8900C | PEAK POWER METER
HEWLETT PACKARD | 8900D | PEAK METER
HEWLETT PACKARD | 8901A | MODULATION ANALYSER
HEWLETT PACKARD | 8901B | MODULATION ANALYSER
HEWLETT PACKARD | 8903A | AUDIO ANALYSER
HEWLETT PACKARD | 8903B | AUDIO ANALYSER
HEWLETT PACKARD | 8904A | SIGNAL FUNCTION
HEWLETT PACKARD | 8920A | RF COMMUNICATIONS TEST SET
HEWLETT PACKARD | 8920B | RF COMMS TEST SET
HEWLETT PACKARD | 8970B | NOISE FIGURE METER
HEWLETT PACKARD | 8990A | POWER ANALYSER
HEWLETT PACKARD | 8991A | PEAK POWER ANALYSER
HEWLETT PACKARD | 973A | DIGITAL MULTIMETER
HEWLETT PACKARD | 974A | DIGITAL MULTIMETER
HEWLETT PACKARD | E3630A | DC POWER SUPPLY TRIPLE
HEWLETT PACKARD | E3631A | TRIPLE OUTPUT DC POWER SUPPLY
HEWLETT PACKARD | E3632A | DC POWER SUPPLY
HEWLETT PACKARD | E4400B | SIGNAL GENERATOR 1GHZ
HEWLETT PACKARD | E4418B | POWER METER
HEWLETT PACKARD | E4420A | SIGNAL GENERATOR
HEWLETT PACKARD | EPM-441A | POWER METER
HEWLETT PACKARD | ESA-L1500A | SPECTRUM ANALYSER
HEWLETT PACKARD | HP 16521A | PATTERN GENERATOR EXPANSION
HILKA | 90030064 | DIGITAL MULTIMETER
HILO SYSTEMS | IPG1201 | IMPULSE GENERATOR
HINCHEST | HPC31 | SMART PRESSURE CALIBRATOR
HIOKI | 3003 | MULTIMETER
HIOKI | 3211 | PENCIL HI TESTER
HIOKI | 3332 | POWER HITESTER
HIOKI | 3454-11 | DIGITAL MEG-OHM HI TESTER
HITACHI | V209 | OSCILLOSCOPE 2 CHANNEL
HITACHI | V212 | OSCILLOSCOPE
HITACHI | V422 | OSCILLOSCOPE
HITACHI | V509 | OSCILLOSCOPE
HITACHI | V525 | OSCILLOSCOPE
HITACHI | V555 | OSCILLOSCOPE
HITACHI | V665 | OSCILLOSCOPE 2 CHANNEL
HITACHI | VC6155 | OSCILLOSCOPE
HITEK | 100K | PRECISION DIVIDER CHAIN
HNL | 700 | PRESSURE SWITCH 0-30BAR
HOBO | H08-003-02 | RH METER
HOBO | H08-032-08 | TEMP/HUMIDITY DATALOGGER
HOBO | H14-001 | TEMPERATURE/HUMIDITY
HOBO | U12-013 | DATA LOGGER
HOMEMADE | 2 KOHM | RESISTANCE BOX
HOMEMADE | UNKNOWN | NSR LOGIC PCB TEST BOX
HONEYWELL | R7426A | PRT + IND. MICRONIK 200
HONEYWELL | RET. AIR TEMP PT100 | PRT + IND. MICRONIK 200
HONEYWELL | UNKNOWN | CHART RECORDER
HONEYWELL | UNKNOWN | DATALOGGER
HONEYWELL | UNKNOWN | PRT + IND. MICRONIK 200
HORNEL | HT-4100 | DIGITAL TACHOMETER
HRP | 0-360 LBF/IN | PRESSURE GAUGE
HRP | -30 HG TO 160LBF/IN" | PRESSURE GAUGE
HRPC | 307 TYPE K | DIGITAL THERMOMETER
HRPC | UNKNOWN | DIGITAL MANOMETER
HRPC | UNKNOWN | DIGITAL MULTIMETER
HT ITALIA | 2019 | COMBITEST
HT ITALIA | MACROTEST 5035 | MULTI-TESTER
HTEC | UNKNOWN | LIMIT FAIL BOX
HUEI SHANG | HCF-190 | HEAT TUNNEL
HUMITRACE | 33.1% | SALT POT
HUNG CHANG | 6010 | DIGITAL MULTIMETER
HUNG CHANG | HC6000 | DIGITAL MULTIMETER
HUNTING HIVOLT | CT587111 | INSULATION TESTER
HUNTING HIVOLT | DCM30/4A | KV METER
HUNTRON | 1000 | TRACKER
HUYER | NTS913 | INDOOR/OUTDOOR DIG.THERMOMETER
HYDROTECHNIK | 2040 | MULTI HANDY PRESSURE INDICATOR
I.T.T | MX52 | DIGITAL MULTIMETER
I.T.T | OX7520 | OSCILLOSCOPE
ICE BOX | UNKNOWN | SAFETY ZONE ALERT
ICE TECHNOLOGY LTD. | LV48 | EP MASTER
ICF | 350 | TEMPERATURE CONTROLLED CABINET
ICT ELECTRONICS | VICTOR | DATACOM ANALYSER
IDDON | SIMULATED PT100 | EXTRUDER ZONE 1 - 5
IDEAL INDUSTRIES LTD. | TELEMASTER | CRIMP TOOL
IFM ELECTRONICS | PN5020 | DIGITAL PRESSURE SWITCH
IFR | 2025 | SIGNAL GENERATOR
IFR | 2040 | SIGNAL GENERATOR 1.35 GHZ
IFR | 2398 | SPECTRUM ANALYSER
IFR | 2841 | DIGITAL COMMS ANALYSER
IFR | 2948 | COMMUNICATION SERVICE MONITOR
IFR | 2023A | SIGNAL GENERATOR 1.2GHZ
IFR | 2023B | SIGNAL GENERATOR 9KHZ-2.05GHZ
IFR | 2399B | SPECTRUM ANALYSER (9K TO 3GHZ)
IFR | 2945A | COMMUNICATION SERVICE MONITOR
IFR | ATC1400A | TRANSPONDER/DME TEST SET
IFR | I1402 | TRANSPONDER/DME TEST SET
IMADA | ZP-500N | DIGITAL FORCE GAUGE
IME | 0-600 VOLT | VOLTMETER
IME | 20:1 RATIO | AMMETER
IME | 92-073954 | FREQUENCY METER
IMT | 0-2.5 BAR | PRESSURE GAUGE
IN HOUSE | CAL CAP 4 | CAPACITANCE STANDARD
INSTEK | PS-3030D | DC POWER SUPPLY
INSTROTECH | DT75 | DIGITAL THERMOMETER
INSTROTECH | MM45 | DIGITAL MULTIMETER
INSTROTECH | PAT1900xi | APPLIANCE TESTER
INSTROTECH | PAT2100XI | PORTABLE APPLIANCE TESTER
INSTRUTEK | DMT-1 | MANOTESTER
INSTRUTEK | SM-300 | SIGNAL MASTER
INTELINJECT | EX2 | REP PRESS
IOTECH | DAQ/56 | USB DATA ACQUISITION SYSTEM
IOTECH | PDQ2 | EXPANSION MODULE
IRWIN | IT4110 | PORTABLE APP TESTER
ISC | RBOT-4 | OIL BATH PROBE & CONTROLLER
ISL | UNKNOWN | PRT
ISO-TECH | 2000 | AC/DC CLAMP METER
ISO-TECH | 9023 | CAPACITANCE METER
ISO-TECH | 9053 | LCR METER
ISO-TECH | GFG-8255A | FREQUENCY METER
ISO-TECH | ICA31 | CLAMP METER
ISO-TECH | ICA32N | CLAMP METER
ISO-TECH | ICA39T | CLAMP METER
ISO-TECH | ICM3090 | DIGITAL CLAMP METER
ISO-TECH | ICM30R | DIGITAL CLAMP METER
ISO-TECH | ICM33R | DIGITAL CLAMP METER
ISO-TECH | ICM35N | DIGITAL CLAMP METER
ISO-TECH | ICM35R | DIGITAL CLAMP METER
ISO-TECH | ICM36 | CLAMP METER
ISO-TECH | ICM36 II | AC/DC CLAMP METER
ISO-TECH | ICM36N | DIGITAL CLAMP METER
ISO-TECH | ICM36R | DIGITAL CLAMP METER
ISO-TECH | ICM37 | CLAMP METER
ISO-TECH | ICT76 | COMPONENT TESTER
ISO-TECH | IDM 105RMS | DIGITAL MULTIMETER
ISO-TECH | IDM 68 | DIGITAL MULTIMETER
ISO-TECH | IDM 71 | DIGITAL MULTIMETER
ISO-TECH | IDM101 | DIGITAL MULTIMETER
ISO-TECH | IDM103 | DIGITAL MULTIMETER
ISO-TECH | IDM105 | DIGITAL MULTIMETER
ISO-TECH | IDM105N | DIGITAL MULTIMETER
ISO-TECH | IDM106N | DIGITAL MULTIMETER
ISO-TECH | IDM17 | AC CURRENT TRANSDUCER
ISO-TECH | IDM17+ICA15 | DIGITAL MULTIMETER + AC CLAMP
ISO-TECH | IDM201 | DIGITAL MULTIMETER
ISO-TECH | IDM203 | DIGITAL MULTIMETER
ISO-TECH | IDM205RMS | DIGITAL MULTIMETER
ISO-TECH | IDM305 | DIGITAL MULTIMETER
ISO-TECH | IDM63 | DIGITAL MULTIMETER
ISO-TECH | IDM63N | DIGITAL MULTIMETER
ISO-TECH | IDM65 | DIGITAL MULTIMETER
ISO-TECH | IDM66 | DIGITAL MULTIMETER
ISO-TECH | IDM67 | DIGITAL MULTIMETER
ISO-TECH | IDM69 | DIGITAL MULTIMETER
ISO-TECH | IDM91 | DIGITAL MULTIMETER
ISO-TECH | IDM91E | DIGITAL MULTIMETER
ISO-TECH | IDM93 | DIGITAL MULTIMETER
ISO-TECH | IDM93N | DIGITAL MULTIMETER
ISO-TECH | IDM97 | DIGITAL MULTIMETER
ISO-TECH | IDM97 MK.II | MULTIMETER
ISO-TECH | IDM98 | DIGITAL MULTIMETER
ISO-TECH | IDM98 II | DIGITAL MULTIMETER
ISO-TECH | IDM99 II | DIGITAL MULTIMETER
ISO-TECH | IFG100 | RC OSCILLATOR
ISO-TECH | ILC-421 | VOLTAGE/CURRENT CALIBRATOR
ISO-TECH | IPM2009 | DIGITAL CLAMP METER
ISO-TECH | IPS2303D | POWER SUPPLY UNIT TRIPLE
ISO-TECH | IPS303D | POWER SUPPLY UNIT
ISO-TECH | IPS303DD | POWER SUPPLY SINGLE
ISO-TECH | IPS3610D | DC POWER SUPPLY
ISO-TECH | IPS-4303 | DC POWER SUPPLY
ISO-TECH | IRT1900 | DIGITAL RCD TESTER
ISO-TECH | ISR620 | OSCILLOSCOPE
ISO-TECH | IUC2175 | FREQUENCY COUNTER
ISO-TECH | LCR819 | 12HZ - 100KHZ LCR METER
ISO-TECH | SLM-1352A | SOUND LEVEL METER
ISO-TECH | SLM-1352N | SOUND LEVEL METER
ISOTECH | CALISTO | DRY BLOCK
ISOTECH | EUROPA-6 PLUS | SITE THERMAL CALIBRATOR
ISOTECH | HIGH TEMPERATURE PRT | PROBE
ISOTECH | IDS820 | DIGITAL OSCILLOSCOPE
ISOTECH | ITA11 | THERMOCOUPLE MODULE
ISOTECH | TTI1 | DIGITAL THERMOMETER
ISOTECH | TTI-6 | DIGITAL THERMOMETER
ISOTECH | VENUS | TEMPERATURE BATH
ISOTECH | VENUS 2140S | TEMPERATURE BATH
ISUZU | 3-1125 | THERMOHYGROGRAPH
ITE | 9120 | COMPUTER CHARGE SCALE
ITE | 1 MBAR | VACUUM GAUGE
ITE | WS-120 | WEIGHING SCALES
ITT | MX20 | DIGITAL MULTIMETER
ITT | MX51EX | DIGITAL MULTIMETER
IWATSU | DS8601A | DIGITAL OSCILOSCOPE 2 CHANNEL
IWATSU | SS5711C | OSCILLOSCOPE 2 CHANNEL
IWATSU | SS6122 | OSCILLOSCOPE
IWATSU | SS7606 | OSCILLOSCOPE
IWATSU | SS7607 | OSCILLOSCOPE 2 CHANNEL
IWM | RINSE TANK | NUT TRAY WASH
IWM | T200 TWIN TANK | NON-NUT TRAY (WASH 1)
IWM | T200 TWIN TANK | NON-NUT TRAY (WASH 2)
IWM | TRAY WASHER | WASHER
IWM | WASH TANK | NUT TRAY (WASH)
J.J.LLOYD | C500 | CAPACITANCE BOX
J.J.LLOYD | R11 | DECADE RESISTANCE BOX
J.J.LLOYD | R22 | DECADE RESISTANCE BOX
J.J.LLOYD | R31 | DECADE BOX
JBC | JT 7000 | HOT AIR STATION
JENCONS SCIENTIFIC | PN30 | OVEN
JENWAY | 2102 | DIGITAL THERMOMETER
JENWAY | 2103 | DIGITAL THERMOMETER
JENWAY | 2162 | DIGITAL THERMOMETER
JENWAY | 4320 | CONDUCTIVITY METER
JET | 0-10 BAR | PRESSURE GAUGE
JET | 0-120 DEG C | TEMPERATURE GAUGE
JEWELL | 99130 | WORKSTATION MONITOR
JFW | 50PF-030 | ATTENUATOR
JLS | 0-600 DEG C | OVEN
JLS | 0-650 DEG C | OVEN
JOFRA | 201S | TEMPERATURE CALIBRATOR
JOFRA | 650SE | TEMP.CALIBRATOR
JOFRA | ATC-155-B | DRY BLOCK CALIBRATOR
JOFRA | ATC650B | TEMPERATURE CALIBRATOR
JOFRA | C140 | TEMPERATURE CALIBRATOR
JOFRA | CTC-320A | TEMPERATURE CALIBRATOR
JOFRA | D55 | TEMPERATURE CALIBRATOR
JOFRA | ITC-650A | TEMPERATURE CALIBRATOR
JOFRA | LPC10A | CALIBRATOR
JOHANSSON | 0-250 DEG C | OVEN
JULABO | FP50 HITECH | DIGITAL THERMOMETER ON BATH
JUN-AIR | UNKNOWN | AIR COMPRESSOR
K CALIBRATION | 'K' | THERMOCOUPLE
KAMSTRUP | PT100 | THERMOCOUPLE
KANE INTERNATIONAL | DL75 | DIGITAL MANOMETER
KANE MAY | 2008 | DIGITAL THERMOMETER
KANE MAY | 450+ | DIGITAL THERMOMETER
KANE MAY | KM1202 | PRINTING THERMOMETER
KANE MAY | KM1204 | TEMPERATURE-HUMIDITY RECORDER
KANE MAY | KM1242 | TEMPERATURE RECORDER PRINTER
KANE MAY | KM20 | DIGITAL THERMOMETER
KANE MAY | KM330 | DIGITAL THERMOMETER
KANE MAY | KM340 | DIGITAL THERMOMETER
KANE MAY | KM42 | DIGITAL THERMOMETER
KANE MAY | KM43 | DIGITAL THERMOMETER
KANE MAY | KM450S | DIGITAL THERMOMETER
KANE MAY | KM50021S | PRESSURE METER
KANE MAY | KM5013 | I.S MANOMETER
KANE MAY | KM8000 | DIGITAL HYGROMETER
KANE MAY | KM8004 | HUMIDITY METER
KASCO INDUSTRIES | UNKNOWN | THERMAL SHOCK CHAMBER
KAY | 860 | ATTENUATOR
KAY | 865 | ATTENUATOR
KAYE | HTR-400 | HOT BLOCK
KAYE | LTR-140 | DRY WELL
KAYE | M2801 | TEMPERATURE PROBE
KAYE | M2801/IRTD-400 | INTELLIGENT RTD TEMP PROBE
KAYE | M2806 | RTD PROBE
KD TOOLS | 3265 | TORQUE WRENCH
KDG | 1100 | FLOW METER
KDG | 2000 | LITRES/MINUTE AIRFLOW
KDG | 10-100L/MIN | FLOWMETER
KDG | 1-10 L/MIN | FLOWMETER
KDG | 2-25 LITRES/MINUTE | AIRFLOW METER
KDG | 300L/MIN | FLOWMETER
KDG | UNKNOWN | FLOWMETER
KEELAVIT | 0-2000 LBF/ " | PRESSURE GAUGE
KEITHLEY | 130 | DIGITAL MULTIMETER
KEITHLEY | 136 | DIGITAL MULTIMETER
KEITHLEY | 169 | DIGITAL MULTIMETER
KEITHLEY | 175 | DIGITAL MULTIMETER
KEITHLEY | 177 | DIGITAL MULTIMETER
KEITHLEY | 178 | DIGITAL MULTIMETER
KEITHLEY | 179 | TRUE RMS DIGITAL MULTI METER
KEITHLEY | 191 | DIGITAL VOLTMETER
KEITHLEY | 196 | DIGITAL VOLTMETER
KEITHLEY | 197 | DIGITAL MULTIMETER
KEITHLEY | 220 | PROGRAMMABLE CURRENT SOURCE
KEITHLEY | 225 | CURRENT SOURCE
KEITHLEY | 230 | PROG VOLTAGE SOURCE
KEITHLEY | 236 | SOURCE MEASURE UNIT
KEITHLEY | 245 | HIGH VOLTAGE SUPPLY
KEITHLEY | 485 | PICO AMMETER
KEITHLEY | 580 | MICRO OHMMETER
KEITHLEY | 616 | DIGITAL ELECTROMETER
KEITHLEY | 2000 | DIGITAL MULTIMETER
KEITHLEY | 2001 | DIGITAL MULTIMETER
KEITHLEY | 2010 | DIGITAL MULTIMETER
KEITHLEY | 2400 | SOURCE METER
KEITHLEY | 2700 | MULTIMETER DATA ACQUISITION
KEITHLEY | 2750 | MULTIMETER/SWITCH SYSTEM
KEITHLEY | 6485 | PICOAMMETER
KEITHLEY | 7001 | SWITCH SYSTEM
KEITHLEY | 35035 | DIGITAL MAS METER
KEITHLEY | 132C TRMS | DIGITAL MULTIMETER
KEITHLEY | 175A | DIGITAL MULTIMETER
KEITHLEY | 195A | DIGITAL MULTIMETER
KEITHLEY | 240A | POWER SUPPLY
KEITHLEY | 410A | PICO AMMETER
KELLER | PAA-33X | PRESSURE TRANSDUCER
KEMO | 2027 200 BAUD | CHANNEL POWER METER
KEMO | VBF8 | VARIABLE FILTER
KENWOOD | PAC60-3 | POWER SUPPLY
KENWOOD | PD1810 | POWER SUPPLY UNIT
KENWOOD | VA-2230 | AUDIO ANALYSER
KERN | CH50K50 | DIGITAL SCALES
KERN | ECB 10K10 | DIGITAL SCALES
KERN | EW1500-2M | DIGITAL SCALES
KESTREL | 3000 | ANEMOMETER/WEATHER METER
KEWTECH | FC1000 | CALIBRATION CHECKER
KEWTECH | KT115 | DIGITAL MULTIMETER
KEWTECH | KT200 | DIGITAL CLAMP METER
KEWTECH | KT35 | DIGITAL INSULATION TESTER
KEWTECH | KT45 | DIGITAL LOOP TESTER
KEWTECH | KT56 | DIGITAL RCD TESTER
KEWTECH | KT62 | DIGITAL MULTIFUNCTION TESTER
KEY INDUSTREIES | 20-140 L/MIN | FLOWMETER
KEY INSTRUMENTS | 1/4 TO 8 L/MIN | VARIABLE GLASS FLOWMETER
KIKUSUI | COR5561U | OSCILLOSCOPE
KIKUSUI | COS5041 | OSCILLOSCOPE
KIKUSUI | DME1400 | DIGITAL MULTIMETER
KIKUSUI | PLZ1003W | 1.5 - 120V ELECTRONIC LOAD
KIKUSUI | PLZ303W | ELECTRONIC LOAD
KIKUSUI | TOS 8650 | VOLTAGE TESTER
KIKUSUI | TOS5051 | FLASH TESTER
KIKUSUI | TOS6200 | EARTH CONTINUITY TESTER
KILSTAT | SRM2 | RESISTANCE METER
KIMO | MP100 | MANOMETER
KINGSHILL | 50V2C | POWER SUPPLY
KINGSHILL | 602DP | TWIN POWER SUPPLY
KINGSHILL | 60V3C | POWER SUPPLY UNIT
KINGSHILL | CW93 X SERIES | POWER SUPPLY
KIPP & ZONEN | BD112 | CHART RECORDER
KISTLER | 5011 | CHARGE AMPLIFIER
KODAK | QUARTZ | DIGITAL THERMOMETER
KOEHLER | THERMALOGIC | DIGITAL THERMOMETER
KOKUYO | KC545 | LCR METER
KWIKCHEK | 23-5501 | WRIST STRAP TESTER
KWIKCHEK | 23-5507 | WRIST STRAP TESTER
LABFACILITY | 100 | TEMPMASTER
LABFACILITY | 2050 | DIGITAL THERMOMETER
LABFACILITY | 2000L | DIGITAL THERMOMETER
LABFACILITY | 4 WIRE | PRT
LABFACILITY | AIR PROBE | PRT ASSEMBLY
LABFACILITY | LABCAL + | DIGITAL THERMOMETER
LABFACILITY | LTC330 | TEMP CALIBRATOR
LABFACILITY | PT100 | 4 WIRE PRT
LABFACILITY | TEMPMASTER | TEMPERATURE INDICATOR
LABFACILITY | TM 100 | DIGITAL THERMOMETER
LABPLANT | UNKNOWN | OVEN
LAMBDA | LK361.FMOV | POWER SUPPLY UNIT
LAMBDA | ZUP36-6 | POWER SUPPLY 0-36V 0-6A
LAND | P550P | BLACK BODY SOURCE
LASCAR ELECTRONICS | EL USB2 | DATA LOGGER
LASER | 2003 | TORQUE DRIVER
LAWTRONICS | ME30 | EPROM ERASER
LEADER | 17A | SIGNAL GENERATOR
LEADER ENGINEERING | HDH/225/CLAD/200/HVD | OVEN
LEADER ENGINEERING | HDV/350/CLAD/200/HDV | OVEN
LEC | TECHNICAL | REFRIGERATOR
LECROY | 9344 | OSCILLOSCOPE 4 CHANNEL
LECROY | 9400 | DIGITAL STORAGE OSCILLOSCOPE
LECROY | 9414 | OSCILLOSCOPE 150 MHZ
LECROY | 9420 | OSCILLOSCOPE 2 CHANNEL
LECROY | 9304C | OSCILLOSCOPE
LECROY | 9310C | OSCILLOSCOPE
LECROY | 9314L | OSCILLOSCOPE 4 CHANNEL
LECROY | 9350A | OSCILLOSCOPE
LECROY | 9350AM | SCOPE
LECROY | 9354AL | OSCILLOSCOPE 4 CHANNEL
LECROY | 9400A | OSCILLOSCOPE
LECROY | 9450A | OSCILLOSCOPE 2 CHANNEL
LECROY | ADP305 | HIGH VOLT. DIFFERENTIAL PROBE
LECROY | AP020 | FET PROBE
LECROY | LC554DL | OSCILLOSCOPE 4 CHANNEL
LECROY | LC574A | OSCILLOSCOPE 4 CHANNEL
LECROY | LC574AL | OSCILLOSCOPE
LECROY | LC584A | OSCILLOSCOPE
LECROY | LC584AM | OSCILLOSCOPE 4 CHANNEL
LECROY | LT264 | WAVERUNNER
LECROY | LT264M | OSCILLOSCOPE 4 CHANNEL
LECROY | LT344 | OSCILLOSCOPE 4 CHANNEL
LECROY | LT344L | OSCILLOSCOPE 4 CHANNEL
LECROY | LT374L | OSCILLOSCOPE
LEM | ANALYST Q70 | POWER QUALITY ANALYSER
LEM | NORMA HANDY | EARTH TESTER
LEM | R-DEC 100M | PRECISION RESISTANCE DECADE
LEM | UNILAP ISO 5KV | INSULATION TESTER
LEM HEME | LH410 | CLAMP METER
LEVELL | DT303K | DIGITAL THERMOMETER
LEVELL | RB701 | RESISTANCE BOX
LEVELL | TG 303 | FUNCTION GENERATOR
LEVELL | TG152DM | RC OSCILLATOR
LEVELL | TM14 | INSULATION TESTER
LEVELL | TM3B | AC uVOLTMETER
LEVELL | TM9BP | DC MULTIMETER
LIEBISCH | 4 WELL | BATH
LINDOS | LA101 | AUDIO OSCILLATOR
LINDOS | LA102 | AUDIO MEASURING SET
LINDSTROM | 50-450 CNM | TORQUE DRIVER
LINE SEIKI | TC-1100 | THERMOMETER
LITREMETER | UNKNOWN | PULSE GENERATOR
LOFTECH | TS-2 | AUDIO TEST SET
LTE | OFFSPRAY | AUTOCLAVE
LTE | UNKNOWN | HUMIDITY CHAMBER
LTE SCIENTIFIC | OP60 | OVEN
LUCAS | 0 - 1 BAR | PRESSURE GAUGE
LUCAS | 0 - 2 BAR | PRESSURE GAUGE
LUCAS | 0-11 BAR | PRESSURE GAUGE
LUCAS | 0-20 BAR | PRESSURE GAUGE
LUCAS | PC2-10 | PRESSURE CALIBRATOR
LUCAS | TP1 | HAND-HELD TEST PUMP
LUFFT | C101 | PRECISION THERMOMETER
LUTRON | DT-2234B | DIGITAL TACHOMETER
LUTRON | DT-2235B | DIGITAL TACHOMETER
LUTRON | DT-2236 | TACHOMETER
LUTRON | DT-2249 | DIGITAL STROBOSCOPE
LUTRON | FG-5000A | FORCE GAUGE
LUTRON | TM907 | PRECISION THERMOMETER
LUTRON | TM-914C | THERMOMETER
LYONS | PG2B | PULSE GENERATOR
LYONS | PG73N | PULSE GENERATOR
MAGNEHELIC | 0-125 PSCAL | PRESSURE GAUGE
MAGNEHELIC | 0-20 CM OF WATER | PRESSURE GAUGE
MAGNEHELIC | 0-200 MM OF WATER | PRESSURE GAUGE
MAGNEHELIC | 0-25 MM OF WATER | PRESSURE GAUGE
MAGNEHELIC | 0-50 MM OF WATER | PRESSURE GAUGE
MAGNEHELIC | 0-500 PASCALS | PRESSURE GAUGE
MAGNEHELIC | 0-80 CM OF WATER | PRESSURE GAUGE
MAGNETRON | 4996:570C | CURRENT CLAMP
MAGNETRON | ITED1138 | CURRENT TRANSFORMER
MAGNETRON | UNKNOWN | CURRENT CLAMP
MAGNUS | PLG12 | PRESSURE GAUGE
MANGAR | 0-500 MBAR | PRESSURE GAUGE
MANSON | EP925 | POWER SUPPLY
MANTA RAY | 0-25000 LBS | GLYCERINE GAUGE
MAPLIN | 91 | DIGITAL CLAMP METER
MAPLIN | 631 | LIGHT METER
MAPLIN | 49T | DIGITAL MULTIMETER
MAPLIN | M-5010 | DIGITAL MULTIMETER
MAPLIN | M-6000 | DIGITAL MULTIMETER
MARCONI | 2018 | SIGNAL GENERATOR
MARCONI | 2019 | SIGNAL GENERATOR
MARCONI | 2022 | SIGNAL GENERATOR
MARCONI | 2023 | SIGNAL GENERATOR
MARCONI | 2024 | SIGNAL GENERATOR
MARCONI | 2030 | SIGNAL GENERATOR 1.35GHZ
MARCONI | 2031 | SIGNAL GENERATOR
MARCONI | 2041 | RF SIGNAL GENERATOR 2.7GHZ
MARCONI | 2042 | SIGNAL GENERATOR 5.4GHZ
MARCONI | 2440 | MICROWAVE COUNTER
MARCONI | 2610 | RMS VOLTMETER
MARCONI | 2945 | RADIO COMMS TEST SET
MARCONI | 2955 | RADIO COMMS TEST SET
MARCONI | 2965 | RADIO COMMS TEST SET
MARCONI | 2967 | RADIO TEST SET
MARCONI | 6511 | DETECTOR 20GHz
MARCONI | 6910 | POWER SENSOR 20GHZ
MARCONI | 6912 | POWER SENSOR
MARCONI | 6920 | POWER SENSOR
MARCONI | 6960 | POWER METER
MARCONI | 6970 | POWER METER
MARCONI | 2018A | SIGNAL GENERATOR
MARCONI | 2019A | SIGNAL GENERATOR
MARCONI | 2022C | SIGNAL GENERATOR
MARCONI | 2022D | RF SIGNAL GENERATOR
MARCONI | 2022E | SIGNAL GENERATOR
MARCONI | 2026B | TRIPLE SIGNAL GENERATOR 2.5GHZ
MARCONI | 20dB | RF AMPLIFIER
MARCONI | 2432A | FREQUENCY METER
MARCONI | 2435 (2GHZ) | DIGITAL FREQUENCY METER
MARCONI | 2853S | DIGITAL COMMS ANALYSER
MARCONI | 2945A | COMMUNICATIONS SERVICE MONITOR
MARCONI | 2955A | RADIO COMMS TEST SET
MARCONI | 2955B | RADIO COMMS TEST SET
MARCONI | 2955R | RADIO COMMS TEST SET
MARCONI | 2965A | RADIO TEST SET
MARCONI | 2966A | RADIO TEST SET
MARCONI | 54411-052M | 600 OHM INTERFACE
MARCONI | 54499/042 | FILTER
MARCONI | 6049/1 | FREQUENCY METER
MARCONI | 6156A | SIGNAL SOURCE
MARCONI | 6460/3 | POWER METER
MARCONI | 6534/2 6DB | ATTENUATOR
MARCONI | 6534-1 | ATTENUATOR 3DB
MARCONI | 6534-2 | ATTENUATOR 100 dB
MARCONI | 6534-3 | ATTENUATOR
MARCONI | 6534-4 | ATTENUATOR 20 dB
MARCONI | 6960A | RF POWER METER
MARCONI | 6960B | POWER METER
MARCONI | 6960B | RF POWER METER
MARCONI | 893B | POWER METER
MARCONI | 893C | AF POWER METER
MARCONI | CT421 | ATTENUATOR VARIABLE
MARCONI | CT558 | TEST SET-THYRISTOR
MARCONI | L408790 | NOISE MEASURING UNIT
MARCONI | S62-9861-01 | LOW PASS FILTER
MARCONI | S63669901 | CLUTTER SIMULATOR
MARCONI | S65930102 | LOW ANGLE TEST SET
MARCONI | S67101801 | HEATER MONITOR
MARCONI | S680031801 | SYNCHRO NULL TEST SET
MARCONI | S72510101 | OSCILLATOR
MARCONI | SA500/PU525 | OSCILLATOR + PSU
MARCONI | TF2005R | TWO TONE SIGNAL SOURCE
MARCONI | TF2016A | AM-FM SIGNAL GENERATOR
MARCONI | TF2091B | NOISE GENERATOR
MARCONI | TF2103 | WIDE RANGE OSCILLATOR
MARCONI | TF2120 | WAVEFORM GENERATOR
MARCONI | TF2162 | MF.ATTENUATOR
MARCONI | TF2163S | UHF ATTENUATOR
MARCONI | TF2331A | DISTORTION FACTOR METER
MARCONI | TF2337A | AUTOMATIC DISTORTION METER
MARCONI | TF2370 | SPECTRUM ANALYSER
MARCONI | TF2600B | VIDEO VOLTMETER
MARCONI | TF2603 | RF MILLIVOLTMETER
MARCONI | TF2700 | UNIVERSAL BRIDGE
MARCONI | TF893A | POWER METER
MARCONI | TM4520 | SET OF INDUCTORS
MARDEN EDWARDS | B100SF/8 | OVERWRAPPER
MARDEN EDWARDS | BIOOFF | OVERWRAPPER
MARSHALL TOWN | AV-30IN HG | VACUUM GAUGE
MARTENS | UNICON-LF | CONDUCTIVITY METER
MARTINDALE | 3 PHASE | PHASE INDICATOR
MARTINDALE | EPAT2100 | PORTABLE APPLIANCE TESTER
MARTINDALE | IN2001 | INSULATION TESTER
MARTINDALE | LP2000 | LOOP TESTER
MARTINDALE | RC2000 | RCD TESTER
MARTINDALE | UNKNOWN | PHASE & CONTINUITY INDICATOR
MASTECH | MY-64 | DIGITAL MULTIMETER
MEB | SMV41 | ELECTRO INTER RECEIVER
MECMESIN | 200N | PORT.FORCE INDICATOR
MECMESIN | AFG-250N | ADVANCED FORCE GAUGE
MECMESIN | AFG-500N | FORCE GAUGE
MECMESIN | AFG-50N | FORCE GAUGE
MECMESIN | BFG1000N | FORCE GAUGE
MECMESIN | BFG500N | FORCE GAUGE
MECMESIN | FB30 | FORCE GAUGE
MECMESIN | MFG 500 | MICRO.FORCE GAUGE
MECMESIN | PFI500N | PORTABLE FORCE IND/R
MEDITEST | 600/1300 | R.H. CHAMBER
MEGATRON | DL3 | DIGITAL LIGHT METER
MEGGER | 40051 | INSULATION TESTER
MEGGER | 70154 | INSULATION TESTER
MEGGER | 500V | INSULATION TESTER
MEGGER | 5G-152 | INSULATION TESTER
MEGGER | B131 | LCR METER
MEGGER | BM10 | INSULATION TESTER
MEGGER | BM100/2 | INSULATION TESTER
MEGGER | BM100/3 | INSULATION TESTER
MEGGER | BM100/4 | INSULATION TESTER
MEGGER | BM101/4 | INSULATION TESTER
MEGGER | BM11 | INSULATION TESTER
MEGGER | BM12 | INSULATION TESTER
MEGGER | BM200 | INSULATION TESTER
MEGGER | BM201 | INSULATION TESTER
MEGGER | BM206 | INSULATION TESTER
MEGGER | BM21 | INSULATION TESTER
MEGGER | BM221 | INSULATION TESTER
MEGGER | BM222 | INSULATION TESTER
MEGGER | BM223 | INSULATION TESTER
MEGGER | BM227 | INSULATION TESTER
MEGGER | BM400/2 | INSULATION TESTER
MEGGER | BM403 | INSULATION TESTER
MEGGER | BM80 | INSULATION TESTER
MEGGER | BM80/2 | INSULATION TESTER
MEGGER | BM80/MIN | INSULATION TESTER
MEGGER | BM82 | INSULATION TESTER
MEGGER | BM82/2 | INSULATION TESTER
MEGGER | BM8MK2 | INSULATION TESTER
MEGGER | BMD1 | INSULATION MULTITESTER
MEGGER | BR 4 | INSULATION TESTER
MEGGER | BT51 | MILLI OHMMETER
MEGGER | CBT2 | CONT.BREAK.TESTER
MEGGER | CBT3 | RCD TESTER DIGITAL
MEGGER | DET5/4D | EARTH TESTER
MEGGER | ET-6 | EARTH TESTER
MEGGER | FT 4 | FLASH TESTER
MEGGER | FT6/12 | AC/DC BREAKDOWN TESTER
MEGGER | FT6/12 | BREAKDOWN TESTER
MEGGER | FT6/12 MK2 | INSULATION TESTER
MEGGER | LCB2500/2 | LOOP/RCD TESTER
MEGGER | LT3 | LINE EARTH LOOP TEST SET
MEGGER | LT310 | LOOP TESTER
MEGGER | LT320 | LOOP TESTER
MEGGER | LT5 | LINE EARTH LOOP TEST SET
MEGGER | LT6 | LOOP TESTER
MEGGER | M7027 | DIGITAL MULTIMETER
MEGGER | M7029 | DIGITAL MULTIMETER
MEGGER | M8035 | DIGITAL MULTIMETER
MEGGER | MFT1502/2 | MULTIFUNCTION TESTER
MEGGER | MFT1552 | MULTIFUNCTION TESTER
MEGGER | MIT230 | INSULATION TESTER
MEGGER | MIT320 | INSULATION TESTER
MEGGER | MIT400 | INSULATION TESTER
MEGGER | MIT410 | INSULATION TESTER
MEGGER | MIT481 | INSULATION TESTER
MEGGER | PAT 2 | PORTABLE APPLIANCE TESTER
MEGGER | PAT1 | PORTABLE APPLIANCE TESTER
MEGGER | PAT101 | APPLIANCE TESTER
MEGGER | PAT2 | PORTABLE APPLIANCE TESTER
MEGGER | PAT2/2 | PORTABLE APPLIANCE TESTER
MEGGER | PAT3 | PORTABLE APPLIANCE TESTER
MEGGER | PAT32 | PORTABLE APPLIANCE TESTER
MEGGER | PAT4 DV/3 | PORTABLE APPLIANCE TESTER
MEGGER | PAT4 DVF | PORTABLE APPLIANCE TESTER
MEGGER | PAT4 DVF/3 | PORTABLE APPLIANCE TESTER
MEGGER | RCDT310 | RCD TESTER
MEGGER | RCDT320 | RCD TESTER
MEGGER | S1-5010 | INSULATION TESTER
MEGGER | WM 5 | INSULATION TESTER
MEGGER | WM 5/500 | INSULATION TESTER
MEMMERT | LOWTEMP (LAB) | INCUBATOR
MEMMERT | ULE400 | OVEN
MEMMERT | ULE600 | OVEN
MEMORY DEVICES | API1718 | ANGLE POSITION INDICATOR
MERCURY | DMT2004 | DIGITAL MULTIMETER
MERZ | M1018 | DIGITAL THERMOMETER
METERMAN | 10XL | DIGITAL MULTIMETER
METERMAN | 33XR | DIGITAL MULTIMETER
METERMAN | 34XR | DIGITAL MULTIMETER
METERMAN | 37XR | DIGITAL MULTIMETER
METERMAN | 5XP | DIGITAL MULTIMETER
METERMAN | IR610 | DIGITAL INFRARED THERMOMETER
METRA | 18S | DIGITAL MULTIMETER
METRA | 22S | DIGITAL MULTIMETER
METRA | PORT3A | DIGITAL MULTIMETER
METRA | PORT3E | ANALOGUE MULTIMETER
METRAHIT | 18C | CALIBRATOR
METREL | 61557 | MULTIFUNCTION TESTER
METREL | M12120 | RCD/LOOP/LINE TESTER
METREL | MI2121 | INSTALLATION RCD TESTER
METREL | MI2122 | Z LOOP LINE
METREL | MI2140 | PORTABLE APPLIANCE TESTER
METREL | MI2143 | PORTABLE APPLIANCE TESTER
METREL | MI3100 | EUROTEST
METRIX | GX245 | FUNCTION GENERATOR
METRIX | GX5000 | PROGRAMMABLE PULSE GENERATOR
METRIX | MX1 | ANALOGUE MULTIMETER
METRIX | MX20 | DIGITAL MULTIMETER
METRIX | MX24B | DIGITAL MULTIMETER
METRIX | MX53 | DIGITAL MULTIMETER
METRIX | MX53C | DIGITAL MULTIMETER
METRIX | MX54C | DIGITAL MULTIMETER
METRIX | MX55 | DIGITAL MULTIMETER
METRIX | MX55C | DIGITAL MULTIMETER
METRIX | MX56C | DIGITAL MULTIMETER
METRIX | OX8050 | OSCILLOSCOPE 2 CHANNEL
METROHM | 691 | PH METER
METROHM | 16C | INSULATION TESTER
METROHM | 16D | INSULATION TESTER
METROHM | 16R110A | RCD TESTER
METROHM | 9A | INSULATION TESTER
METROHM | D211 | PORTABLE APPLIANCE TESTER
METROHM | DMH251A | INSULATION TESTER
METROHM | DMS251A | INSULATION TESTER
METROHM | DMS251C | INSULATION TESTER
METROHM | E3640 | FLASH TESTER
METROHM | EASYPAT | PORTABLE APPLIANCE TESTER
METROHM | MICROPAT PLUS | APPLIANCE TESTER
METRON | QA90 | SAFETY ANALYSER
METROSONICS | HS-32 | HEAT STRESS MONITOR
METROTEST | 16D | INSULATION TESTER
METROTEST | M1620A | INSULATION TESTER
METROTEST | M2000PSC | DIGITAL LOOP TESTER
METROTEST | MPAT 60 | PORTABLE APPLIANCE TESTER
METROTEST | MXT604 | EXTENSION LEAD TESTER
METTLER | PE360 | BALANCE
METTLER | PM34 | SCALES
METTLER TOLEDO | 0-35 MICRO S | CONDUCTIVITY METER
METTLER TOLEDO | 0-5 MICRO S | CONDUCTIVITY METER
METTLER-TOLEDO | PM4800 | SCALES
MHH | 0-160 LB/FT | TORQUE WRENCH
MHH | 20-300LBF | TORQUE WRENCH
MHH | 5-120lbf/ " | TORQUE WRENCH
MHH | ADS12D | TORQUE DRIVER
MHH | QUICKSET | TORQUE DRIVER
MHH | TSN25 | TORQUE WRENCH
MHH | TWD300 | 30-300NM DIGITAL TORQUE WRENCH
MI | K | THERMOCOUPLE
MICHELL | DEWMET SD | DEWPOINT METER
MICHELL | SER 3000 | DEW POINT INDICATOR
MICRO MOVEMENTS | M4000-S1 | DATA RECORDER
MICRO-LAB | LA-100N | LOW PASS FILTER
MICROLAB | AD40N | ATTENUATOR
MICROLAB | LA-20N | LOW PASS FILTER
MICROTEST | 350 | PENTASCANNER
MICROTEST | LM-6370 | LCR METER
MICROWAVE DEVICES | MA530/40N2 | FIXED ATTENUATOR
MILMEGA | AS0822-100 | LINEAR POWER AMPLIFIER
MINOLTA | CYCLOPS | MINI LASER
MISCELLANEOUS | MISCELLANEOUS | SPARES
MISTRAL | 1000 | CENTRIFUGE 1
MITUTOYO | 940-233E | FORCE GAUGE
ML FURNACES | AC750 | OVEN
MOLEX | 69008-0956 | CRIMP TOOL
MOLEX | 69008-1150 | CRIMP TOOL
MOLEX | UNKNOWN | CRIMP TOOL
MONARCH | PLT200 | DIGITAL TACHOMETER
MP FILTRI UK LTD. | PM8005 | PRESSURE DISPLAY
MP FILTRI UK LTD. | TS4200 | PRESSURE INDIC. & TRANSMITTER
MY WEIGH | 6001T | DIGITAL SCALES
NARDA | 3020A | BI-DIRECTIONAL COUPLER
NARDA | 369BNM | TERMINATION
NARDA | 4779-5 | ATTENUATOR
NARDA | 766-10 | ATTENUATOR
NARDA | 766-20 | ATTENUATOR
NARDA | 766F-20 | ATTENUATOR
NEGRETTI & ZAMBRA | MINI-V1 | TEMPERATURE METER
NELIPAK | SH-B-22-244-S | SEALING MACHINE
NEOTRONICS | PDM204 | PRESSURE METER
NEW CARBOLITE | NEW CARBOLITE | OVEN
NEWBOW | 0-260 LBF/IN | TYRE PRESSURE GAUGE
NEWBOW | 0-350 PSI | TYRE INFLATOR GAUGE
NEWBOW | 0-390 LBF/IN | PRESSURE GAUGE
NEWBOW | 260PSI | PRESSURE GAUGE
NEWBOW | 57 PSI | PRESSURE GAUGE
NEWLEC | NLDMLC | DIGITAL MULTIMETER
NEWLEC | NLDMM1 | DIGITAL MULTIMETER
NGL | 10000PF | STD. CAPACITOR
NGL | 1000PF | STD. CAPACITOR
NGL | 100NF | STD. CAPACITOR
NGL | 200PF | STD. CAPACITOR
NICOLET | INTEGRA10 | OSCILLOSCOPE 4 CHANNEL
NICOLET | PRO20 | DIGITAL OSCILLOSCOPE
NOACK | 623 | BLISTER 3 PACKING
NORBAR | 100 | TORQUE WRENCH
NORBAR | 200 | TORQUE WRENCH
NORBAR | 300 | TORQUE WRENCH
NORBAR | 100P | TORQUE WRENCH
NORBAR | 10-50LB INS | TORQUE WRENCH
NORBAR | 10-50LBF IN | TORQUE WRENCH
NORBAR | 200THP | TORQUE WRENCH
NORBAR | 30-150Nm | TORQUE WRENCH
NORBAR | 40-180 LB " | TORQUE WRENCH
NORBAR | 8-60 NM | TORQUE WRENCH
NORBAR | SL1 | TORQUE WRENCH
NORBAR | SL2 | TORQUE WRENCH
NORBAR | SLO | TORQUE WRENCH
NORBAR | UNKNOWN | TORQUE WRENCH
NORDSON | 2302 | GLUE PUMP / TANK
NORMA | 4000 | POWER ANALYSER
NORMA | 1806-30301 | INSULATION TESTER
NORMA | D1150 | WATT METER
NORMA | D5155 | AC POWER ANALYSER
NORMA | D5255S | AC POWER ANALYSER
NORMA | IP56 | INSULATION TESTER
NORMA | UNILAP GEO X | INSULATION TESTER
NORMA | UNILAP ISO | INSULATION TESTER
NORMA | UNILAPIS0X | INSULATION TESTER
NORMA | UNKNOWN | INSULATION TESTER
NORMALAB | EURO 2116 | OVEN
NORONIX | UNKNOWN | DIGITAL THERMOMETER
NORTH ATLANTIC | 8810 | INDICATOR
NORTHERN DESIGN | XD-I420-2 | CURRENT TRANSDUCER
NORTHUMBRIA | FC7671 | FUNCTIONAL CALIBRATOR
NOSHOK | 0-5000 PSI | PRESSURE GAUGE
NOSHOK | 5000 psi | PRESSURE GAUGE
NOT KNOWN | 4 WIRE | PLATINUM RES THERMOMETER
NOT KNOWN | NOT KNOWN | STOP WATCH
NOVASINA | HYGRODAT 100 | TEMP & HUMIDITY METER
NOVASINA | MS1 | HYGROMETER
NOVASINA | SC-11 | SENSOR CHECK
NOVASINA | SC-33 | SENSOR CHECK
NOVASINA | SC-53 | SENSOR CHECK
NOVASINA | SC-75 | SENSOR CHECK
NOVASINA | SC-90 | SENSOR CHECK
NUVE | EV018 | VACUUM OVEN
O&S | DT7000/C-1 | DIGITAL THERMOMETER
OBSERVATOR | 0-100 DEG C | TEMPERATURE GAUGE
OHAUS | CT600V | DIGITAL SCALES
OHMEDA | 0 - 400 PSI | PRESSURE GAUGE
OHMITE | 3416 | PRECISION RESISTANCE BOX
OK | 715 | WRIST BAND CHECKER
OK | 23-1206 | WRIST BAND TEST MONITOR
OK | CECC00015 | SURFACE RESISTIVITY METER
OK | WBT-02 | WRIST STRAP TESTER
OK | WBT-02 | WRIST STRAP TESTER + STATION
OMEGA | A-AUTOCLAVE 2 | TEMPERATURE CONTROLLER
OMEGA | CL23A | TEMPERATURE INDICATOR
OMEGA | CL23EC | TEMPERATURE INDICATOR
OMEGA | CL26 | DIGITAL THERMOMETER
OMEGA | CT 7100 | CHART RECORDER
OMEGA | CT485-AL | THERMOHYGROGRAPH
OMEGA | CT485B | CHART RECORDER
OMEGA | HH23 | DIGITAL THERMOMETER
OMEGA | RHCL-1RH | RELATIVE HUMIDITY GENERATOR
OMICRON | OTE-P202 | PRESSURE TESTER
OMICRON | OTE-T700 | TEMPERATURE TESTER
OMNI SPECTRA | 5DB | ATTENUATOR
OMRON | E5CK | TEMPERATURE GAUGE
OMRON | E5CK | TEMPERATURE PROBE
OMRON | E5CS | TEMPERATURE CONTROLLER
OMRON | E5EK | TEMPERATURE GAUGE
ONO SOKKI | CT651 | TACHOMETER
OREGON SCIENTIFIC | BA116 | BAROMETER
OREGON SCIENTIFIC | BAA938HG | BAROMETER
OREGON SCIENTIFIC | C-510 | STOP WATCH
OREGON SCIENTIFIC | UNKNOWN | STOP WATCH
OREGON SCIENTIFIC | WB388 | STOP WATCH
ORMANDY ST | 7000 SER. | DIG.THERMOMETER
P&B INC | UNKNOWN | RESISTANCE SUB
P.R.O.C | 8711 | THERMO HYGROMETER
P.R.O.C | AZ8711 | DIGITAL THERMOHYGROMETER
PACE | MBT101E | SOLDER STATION
PACE | MBT250E | SOLDER/DESOLDER STATION
PACE | PPS 95E | THERMOFLO
PACE | PPS75E | DESOLDER STATION
PACE | ST75 | SOLDER STATION
PACE | UNKNOWN | TIP TEMPERATURE MONITOR
PACKER | ME-300H | 240V-50HZ BAG SEALER
PANASONIC | VP-7751P | WOW/FLUTTER METER
PANTEC | 3101 | CLAMP METER
PARKER | 0 - 10 L/SEC | AIR INLINE FLOWMETER
PARKER | SCP-1000-72-08 | PRESSURE SENSOR
PARKER BELL | PAC500-SP | PORTABLE APPLIANCE CHECKER
PARTENA | SPA | HEAT PRESS
PARTENA | SPA | PACKAGER
PASCALL | AC 701 | MANUAL ATTENUATOR
PATTERSON | RX100/GAAC | AC-DC KILOVOLTMETER
PATTERSON | RX100/ZB/P.M.U.D | DIGITAL KILOVOLT METER
PCL | 45 TO 300 LBF/ " | TYRE PRESSURE GAUGE
PCL | MK 3 | AIR LINE GAUGE
PEAK | LCR40 | LCR METER
PEAKTECH | 6010D | DC DUAL POWER SUPPLY
PEGO | ECP200 | COLD ROOM
PENDULUM | CNT-90 | FREQUENCY COUNTER
PENNY & GILES | D53097/C6UTPOO | RECORDER
PENNY & GILES | MINITREND | RECORDER
PENNY & GILES | MULTITREND | RECORDER
PERCIVAL | DHP801 | SAFETY OHM METER
PETROTEST | OIL STIRRING BATH | OIL BATH
PFAFF | UNKNOWN | PRESSURE GAUGES
PHILIPS | PE1645 | POWER SUPPLY UNIT
PHILIPS | PM2454E | AC MILLIVOLTMETER
PHILIPS | PM2517X | DIGITAL MULTIMETER
PHILIPS | PM2518X | DIGITAL MULTIMETER
PHILIPS | PM2525 | DIGITAL MULTIMETER
PHILIPS | PM2528 | RMS MULTIMETER
PHILIPS | PM2534 | DIGITAL MULTIMETER
PHILIPS | PM2535 | DIGITAL MULTIMETER
PHILIPS | PM2554 | AC mVOLTMETER
PHILIPS | PM3055 | OSCILLOSCOPE
PHILIPS | PM3215 | OSCILLOSCOPE
PHILIPS | PM3217 | OSCILLOSCOPE 2 CHANNEL
PHILIPS | PM3335 | OSCILLOSCOPE
PHILIPS | PM3350A | DIGITAL OSCILLOSCOPE
PHILIPS | PM3350A | OSCILLOSCOPE
PHILIPS | PM3365A | OSCILLOSCOPE
PHILIPS | PM3382 | OSCILLOSCOPE
PHILIPS | PM5131 | FUNCTION GENERATOR
PHILIPS | PM5134 | FUNCTION GENERATOR
PHILIPS | PM5138 | FUNCTION GENERATOR
PHILIPS | PM5190 | LF SYNTHESISER
PHILIPS | PM5415 | TV PATTERN GENERATOR
PHILIPS | PM5514V | PATTERN GENERATOR
PHILIPS | PM5705 | PULSE GENERATOR
PHILIPS | PM5712 | PULSE GENERATOR
PHILIPS | PM6307 | WOW & FLUTTER METER
PHILIPS | PM6654C | COUNTER TIMER
PHILIPS | PM6662 | F/COUNTER
PHILIPS | PM6666 | TIMER COUNTER
PHILIPS | PM6670 | COUNTER
PHILIPS | PM6671 | COUNTER
PHILIPS | PM6672 | COUNTER
PHILIPS | PM6673 | UNIVERSAL COUNTER TIMER
PHILIPS | PM6680 | PROG TIMER COUNTER
PHILIPS | PM6680B | PROGRAMMABLE TIMER / COUNTER
PHILIPS | PM9244 | CURRENT SHUNT
PHILIPS | PM93 | SCOPEMETER
PHILIPS | PM95 | SCOPEMETER
PHILIPS | PM97 | SCOPEMETER 2 CHANNEL
PHYSICS | 3000 | DIGITAL THERMOMETER
PICKSTONE | LGP/213370 | OVEN
PICO | 3206 | OSCILLOSCOPE
PICO | 3 CHANNEL SYSTEM | THERMISTOR CONVERTOR
PICO | UNKNOWN | HUMIDIPROBE
PIXSYS | ATR235 | HEAT TUNNEL
PLATON | 20-180 L/MIN | FLOWMETER
PLATON | 2-22 L/MIN | FLOWMETER
PLATON | 2-25 METERS-MIN | FLOW METER
PLATON | 25psi | PRESSURE GAUGE
PLATON | 5-25 L/MIN | FLOWMETER
PLATON | 60PSI | PRESSURE GAUGE
PLATON | UNKNOWN | FLOWMETER
PLESSEY | 2 | TELECOMMAND 8 INST. TEST SET
PLESSEY | 8124 | TELECOMMAND OUTSTATION
PLESSEY | 608/1/22513 | DIAGNOSTIC TEST UNIT
PLESSEY | 667/7/20075 | TET LEVEL 1 TEST SET
PLESSEY | 667/SD/20043 | LOW VOLTAGE TEST SET
PLESSEY | EU101 | TRACTIVE EFFORT TRANSL. UNIT
PLESSEY | P.U | PORTABLE VACION
PLESSEY | UNKNOWN | G.L.C. FIG 2 TEST SET
PLESSEY | UNKNOWN | OUTSTATION TEST SET
PODDYMETER | 6000 SERIES | MANOMETER
POLAR | 850 | TONEOHM
POLAR | 950 | TONEOHM
POLAR | 850A | TONEOHM SHORTS LOCATOR
PORTEC | PI8008 | THERMOMETER
POWER ELECTRICS | SP602 | OHMMETER
POWER ELECTRICS | SP625 | CALIBRATION BOX
POWERTEK | ISW8000 | PROGRAMMABLE WATTMETER
PPM | 412D | DC VOLTAGE REFERENCE
PRECISION GOLD | M920 SER 9 | DIGITAL MULTIMETER
PREMA | 6001 | DIGITAL MULTIMETER
PREMIER | PIC-500 | TEMPERATURE CALIBRATOR
PRESSMASTER | KEB1025 | CRIMP TOOL
PRESSMASTER | MEB0560 | CRIMP TOOL
PRISM | 6451 | LCR DATABRIDGE
PROCOM | 400-1000 | SWR METER
PROCOM | 66-470 | SWR METER
PROLAN | PE70C125F40H | RH CHAMBER
PROMAC | DHT830S | CALIBRATOR
PROSSER | UNKNOWN | WEATHERTREND DIGITAL BAROMETER
PROTO | 6014MC | TORQUE WRENCH
PROTO | 6169NMA | DIAL TORQUE WRENCH
PUMPABILITY | UNKNOWN | TEMPERATURE INDICATOR
PYE | 1000 OHM | STANDARD RESISTOR
QUADTECH | 6100 | SAFETY ANALYSER
QUANTUM | 5500 | STOPCLOCK
QUANTUM | 4409798 | STOP WATCH
QUANTUM | UNKNOWN | STOP WATCH
QUARTZ | 500 | STOPWATCH
QUARTZLOCK | 2A-01 | OFF-AIR FREQUENCY STANDARD
QUARTZLOCK | 2A-X | LF TRACKING RECEIVER
QUARTZLOCK | 4A | FREQ.STANDARD DIV.
QUEST | Q/TEMP 10 | HEAT STRESS MONITOR
QUEST | Q/TEMP 30 | HEAT STRESS MONITOR
QUEST | Q/TEMP 32 | HEAT MONITOR
QUEST | Q/TEMP 34 | HEAT STRESS MONITOR
R.E.P | INTELINJECT | PRESS NO.1
R.E.P | PRESS L16 | INTELINJECT
R.E.P | PRESS L4 | INTELINJECT
R.E.P | PRESS LO3 | INTELINJECT
R.E.P | PRESS NO.L05 | INTELINJECT
R.E.P | PRESS R4 | TEMPERATURE CONTROLLER
R.M CATTERSON SMITH | SPC3 | HIGH TEMPERATURE FURNACE
R.O.C. | AZ8803 | DIGITAL THERMOMETER
RACAL | 1510 | PULSE GENERATOR (1500 SERIES)
RACAL | 1990 | COUNTER TIMER
RACAL | 1991 | COUNTER TIMER
RACAL | 1992 | UNIVERSAL COUNTER
RACAL | 1998 | FREQUENCY COUNTER
RACAL | 2101 | FREQUENCY COUNTER
RACAL | 4002 | DIGITAL MULTIMETER
RACAL | 4003 | DIGITAL MULTIMETER
RACAL | 4009 | DIGITAL MULTIMETER
RACAL | 5002 | WIDEBAND LEVEL METER
RACAL | 9104 | RF POWER METER
RACAL | 9901 | COUNTER TIMER
RACAL | 9903 | UNIVERSAL COUNTER
RACAL | 9904 | UNIVERSAL COUNTER
RACAL | 9905 | UNIVERSAL COUNTER
RACAL | 9916 | UHF FREQUENCY COUNTER
RACAL | 9917 | UHF FREQUENCY METER
RACAL | 4002A | TRMS MULTIMETER
RACAL | 9300B | RMS VOLTMETER
RACAL | 9343M | LCR DATABRIDGE
RACAL | 9904M | UNIVERSAL COUNTER
RACAL | FIT | MOBILE TESTER
RACAL DANA | 1990 | COUNTER TIMER
RACAL DANA | 1991 | nS UNIVERSAL COUNTER
RACAL DANA | 1991 | UNIVERSAL COUNTER
RACAL DANA | 1992 | nS UNIVERSAL COUNTER
RACAL DANA | 1998 | COUNTER
RACAL DANA | 1999 | FREQUENCY COUNTER
RACAL DANA | 4008 | DIGITAL MULTIMETER
RACAL DANA | 5002 | LEVEL METER
RACAL DANA | 9009 | MODULATION METER
RACAL DANA | 9300 | TRUE RMS mVOLTMTR
RACAL DANA | 9500 | UNIVERSAL COUNTER TIMER
RACAL DANA | 9514 | FREQUENCY COUNTER
RACAL DANA | 9523 | COUNTER
RACAL DANA | 9900 | UNIVERSAL COUNTER TIMER
RACAL DANA | 9901 | FREQUENCY COUNTER
RACAL DANA | 9904 | COUNTER
RACAL DANA | 9905 | UNIVERSAL COUNTER TIMER
RACAL DANA | 9906 | UNIVERSAL COUNTER TIMER
RACAL DANA | 9919 | UHF FREQUENCY COUNTER
RACAL DANA | 1998A | FREQUENCY COUNTER
RACAL DANA | 9232K | TWIN POWER SUPPLY
RACAL DANA | 9232Q | TWIN POWER SUPPLY
RACAL DANA | 9300B | RMS VOLTMETER
RACAL DANA | 9343M | LCR DATABRIDGE
RACAL DANA | 9902A | UNIVERSAL COUNTER
RACAL DANA | 9904M | COUNTER TIMER
RADIOSHACK | 22-812 | DIGITAL MULTIMETER
RADIOSHACK | 33-2055 | SOUND LEVEL METER
RANCO | -15 TO 15 DEG C | COLD ROOM EMPERATURE
RAPID | 318 | DIGITAL MULTIMETER
RAPID | 955 | DIGITAL MULTIMETER
RAPID | 7020 | OSCILLOSCOPE
RAPID ELECTRONICS | 328 | MULTIMETER
RAPITEST | DM25 | DIGITAL MULTIMETER
RAVENCOURT | UNKNOWN | STOPWATCH
RAYCHEM | TRACE-TEK PTB 1000 | PORTABLE TEST BOX
RAYTEK | MINITEMP MT | NON CONTACT TEMP MEASUREMENT
RAYTEK | RAYCST6LSSZG | IR THERMOMETER
RAYTEK | ST PRO | INFRARED THERMOMETER
RAYTEK | ST-2 | THERMOMETER
RAYTEK | ST-20 | INFRARED THERMOMETER
RAYTEK | ST80 RAYNGER | NOCONTACT THERMOMETER
RED LION | UNKNOWN | TACHOMETER
REFCO | -30 TO 780 | MANOMETER
REGAL | BLISTER | PRT BLOCKS
REGIN | REGX30 | DIGIMAN PLUS
RESISTOMAT | 2302 | MIKRO-OHMMETER
RESPIRONICS INC. | UNKNOWN | DIGITAL MANOMETER
REVCO | UNKNOWN | FREEZER DIGITAL INDICATOR
RHEIN | A2-2000A | DIGITAL TACHOMETER
RHODE & SCHWARZ | URY-Z7 | RF FET PROBE
RHOPOINT | M210 | DIGITAL MILLIOHMETER
RI | SRM100 | SURFACE RESISTANCE CHECKER
RICHMONT | LTC-0-2 | TORQUE WRENCH
RIGEL | 277 PLUS | PORTABLE APPLIANCE TESTER
RION | NA-14 | SOUND LEVEL METER
RITECH | AWA-FORD-01 | DYNAMIC CYCLING TESTER
RKC | C400 | HEAT TUNNEL
RLC | AT-201-SR | VARIABLE ATTENUATOR
ROBERTSHAW | 0-1000 PSI | PRESSURE GAUGE
ROBIN | 2002 | DIGITAL CLAMP METER
ROBIN | 2007 | DIGITAL CLAMP METER
ROBIN | 2608 | CLAMP METER
ROBIN | 3111 | INSULATION TESTER
ROBIN | 3131 | INSULATION TESTER
ROBIN | 3500 | PORTABLE APPLIANCE TESTER
ROBIN | 4102 | EARTH TESTER
ROBIN | 5500 | SMART P.A.T.
ROBIN | 3001B | DIGITAL INSULATION TESTER
ROBIN | 3111V | INSULATION TESTER
ROBIN | 4120DL | DIGITAL LOOP TESTER
ROBIN | 5402D | RCCB TESTER
ROBIN | 5406DL | DIGITAL RCD TESTER
ROBIN | 8031F | PHASE INDICATOR
ROBIN | AR4001 | DIGITAL MULTIMETER
ROBIN | AR4002 | DIGITAL MULTIMETER
ROBIN | AR4003 | DIGITAL MULTIMETER
ROBIN | AR4011 | DIGITAL MULTIMETER
ROBIN | AR6002 | DIGITAL MULTIMETER
ROBIN | AR6004 | DIGITAL MULTIMETER
ROBIN | EL100 | EXTENSION LEAD ADAPTOR
ROBIN | IR80 | PORTABLE APPLIANCE TESTER
ROBIN | K2017 | DIGITAL CLAMP METER
ROBIN | K2031 | DIGITAL CLAMP METER
ROBIN | K2413F | CLAMP METER
ROBIN | K3131DL | INSULATION / CONTINUITY TESTER
ROBIN | K4105 | DIGITAL EARTH TESTER
ROBIN | K8030 | PHASE METER
ROBIN | KMP3010DL | INSULATION / CONTINUITY TESTER
ROBIN | KMP3050 | INSULATION TESTER
ROBIN | KMP3050DL | INSULATION TESTER
ROBIN | KMP3075 | INSULATION TESTER
ROBIN | KMP3075DL | INSULATION TESTER
ROBIN | KMP4116 | DIGITAL LOOP TESTER
ROBIN | KMP4116DL | DIGITAL LOOP TESTER
ROBIN | KMP4118DL | DIGITAL PSC-LOOP TESTER
ROBIN | KMP4120 | DIGITAL PSC-LOOP TESTER
ROBIN | KMP4120DL | DIGITAL PSC LOOP TESTER
ROBIN | KMP4122T | TELECOM DIGITAL LOOP TESTER
ROBIN | KMP5404 | DIGITAL RCD TESTER
ROBIN | KMP5404DL | DIGITAL RCD TESTER
ROBIN | KMP5406 | DIGITAL RCD TESTER
ROBIN | KMP5406DL | DIGITAL RCD TESTER
ROBIN | KTS1610 | DIGITAL FUNCTION TESTER
ROBIN | KTS1620 | MULTI FUNCTION TESTER
ROBIN | KTS1630 | MULTIFUNCTION TESTER
ROBIN | OM428 | DIGITAL MULTIMETER
ROBIN | PAT 3000 | PORTABLE APPLIANCE TESTER
ROBIN | PAT 5000 | PORTABLE APP TESTER
ROBIN | PAT5000 | PAT TESTER
ROBIN | RT530 | DIGITAL THERMOMETER
ROBIN | SMART PAT3000 | PORTABLE APPLIANCE TESTER
ROBIN | SMARTPAT 5000 | PORTABLE APP TESTER
ROBIN | UNKNOWN | MULTI-TEST
ROBYDOME | UNKNOWN | HEAT TREATMENT PLANT
ROCOIL | UNKNOWN | PRECISION ROGOWSKI COIL
ROCOIL | UNKNOWN | ROGOWSKI COIL INTEGRATER
ROEBUCK | 247870 | TORQUE WRENCH
ROEBUCK | 247872 | TORQUE WRENCH
ROEBUCK | 15 - 55 NM | TORQUE WRENCH
ROEBUCK | 24-8240 | TORQUE WRENCH
ROEBUCK | 24-8280 | TORQUE WRENCH
ROEBUCK | 24-8771 | TORQUE SCREWDRIVER
ROEBUCK | 24-8784 | TORQUE DRIVER
ROEBUCK | 30-150NM | TORQUE WRENCH
ROEBUCK | 40 - 125NM | TORQUE WRENCH
ROEBUCK | 40-170lbf | TORQUE WRENCH
ROEBUCK | 5-50LBF/IN | TORQUE DRIVER
ROEBUCK | TW213 | TORQUE WRENCH
ROEBUCK | TW31 | TORQUE WRENCH
ROEBUCK | TW313 | TORQUE WRENCH
ROHDE & SCHWARZ | APN62 | LF SIGNAL GENERATOR
ROHDE & SCHWARZ | CMS52 | RADIO COMMS TEST SET
ROHDE & SCHWARZ | CMT | RADIO COMMUNICATION TESTER
ROHDE & SCHWARZ | CMTA54 | RADIO TEST SET
ROHDE & SCHWARZ | EB200 | MINIPORT RECEIVER
ROHDE & SCHWARZ | FS300 | 9KHZ-3GHZ SPECTRUM ANALYSER
ROHDE & SCHWARZ | FSP | SPECTRUM ANALYSER
ROHDE & SCHWARZ | FSP13 | SPECTRUM ANALYSER
ROHDE & SCHWARZ | NAUS3 | WAVEMETER 1GHz
ROHDE & SCHWARZ | NAUS4 | POWER METER
ROHDE & SCHWARZ | NRV | POWER METER
ROHDE & SCHWARZ | NRVS | POWER METER
ROHDE & SCHWARZ | NRV-Z1 | POWER SENSOR
ROHDE & SCHWARZ | NRV-Z2 | POWER SENSOR
ROHDE & SCHWARZ | NRV-Z53 | THERMAL POWER SENSOR
ROHDE & SCHWARZ | SMG | SIGNAL GENERATOR
ROHDE & SCHWARZ | SMH | SIGNAL GENERATOR
ROHDE & SCHWARZ | SMHU | SIGNAL GENERATOR 4.3GHZ
ROHDE & SCHWARZ | SML01 | SIGNAL GENERATOR
ROHDE & SCHWARZ | SMPC | SIGNAL GENERATOR
ROHDE & SCHWARZ | SMR20 | SIGNAL GENERATOR 20GHZ
ROHDE & SCHWARZ | SMT06 | SIGNAL GENERATOR 5KHZ-6GHZ
ROHDE & SCHWARZ | SMY01 | SIGNAL GENERATOR
ROHDE & SCHWARZ | SMY02 | SIGNAL GENERATOR 2.08GHZ
ROHDE & SCHWARZ | UPSF2 | VIDEO NOISE METER
ROHDE & SCHWARZ | URV35 | LEVEL METER
ROHDE & SCHWARZ | ZPV | VECTOR ANALYSER
ROHDE & SCHWARZ | ZPV-E2 | TUNER UNIT
ROSEMOUNT | 100 ohm | PRT
ROSEMOUNT | 644HAI1 | PROBE
ROSEMOUNT | 644HAI1J5 | TEMPERATURE TRANSMITTER
ROSEMOUNT | 644HAI7 | PROBE
ROSEMOUNT | BSE712J4 | HYPSOMETER THERMOM
ROSEMOUNT | BSE-712-K4 | ICE BATH STANDARD
ROSEMOUNT | DIFFERENTIAL | TRANSMITTER WITH INDICATOR
ROSEMOUNT | PRT 4 WIRE | PROBE
ROSEMOUNT & BEKA | 0-4 BAR ABS & BA307C | PRESSURE TRANSDUCER & IND
ROSEMOUNT & BEKA | 0-8 BAR ABS & BA307C | PRESSURE TRANSDUCER & IND
ROSEMOUNT & BEKA | 3 WIRE PRT & BA307C | PRT & INDICATOR
ROSEMOUNT & BMS | -40 TO 50 C | TEMPERATURE TRANSMITTER & IND
ROSEMOUNT & SCADA | 0-10 WG " | DIFF PRESSURE TRANSMITTER IND
ROSEMOUNT & SCADA | 0-100 C | TEMPERATURE TRANSMITTER & IND
ROSEMOUNT & SCADA | 0-100 C UNIT 1A OUT | TEMPERATURE TRANSMITTER & IND
ROSEMOUNT & SCADA | 0-100 C UNIT 1B OUT | TEMPERATURE TRANSMITTER & IND
ROSEMOUNT & SCADA | 0-100 C UNIT 2A OUT | TEMPERATURE TRANSMITTER & IND
ROSEMOUNT & SCADA | 0-100 C UNIT 2B OUT | TEMPERATURE TRANSMITTER & IND
ROSEMOUNT & SCADA | 3 WIRE | PRT & INDICATOR
ROTARO | A2-2000B | DIGITAL TACHOMETER
ROTHENBERGER | 0 - 60 BAR | PRESSURE GAUGE
ROTOTHERM | 0-120 DEG C | TEMPERATURE GAUGE
ROTOTHERM | 0-200 DEG C | TEMPERATURE GAUGE
ROTOTHERM | 0-200 PSI | PRESSURE GAUGE
ROTOTHERM | 0-3000 PSI | PRESSURE GAUGE
ROTOTHERM | 0-4000 PSI | PRESSURE GAUGE
ROTOTHERM | 100 SERIES | TEMP./HUMIDITY METER
ROTOTHERM | UNKNOWN | TEMPERATURE GAUGE
ROTRONIC | A1 | HYGROMETER
ROTRONIC | A2 | HYGROMETER
ROTRONIC | AGENT-D | DATA LOGGER
ROTRONIC | AM3 | HYGROMETER
ROTRONIC | HYGROCLIP | SENSOR
ROTRONIC | HYGROFLEX | TRANSMITTER
ROTRONIC | HYGROLOG-D | HYGROMETER
ROTRONIC | HYGROMER | THERMOHYGROMETER
ROTRONIC | HYGROPALM 0 | HYGROMETER
ROTRONIC | HYGROPALM 2 | TEMPERATURE & HUMIDITY IND
ROTRONIC | HYGROPALM 3 | HYGROMETER
ROTRONIC | HYGROPALM1 | THERMOHYGROMETER
ROTRONIC | NT2-D | HYGROLOG
ROTRONIC | T1 | DIGITAL THERMOMETER
RS | 1313 | DIGITAL THERMOMETER
RS | 1319 | DIGITAL THERMOMETER
RS | 1365 | HUMIDITY & TEMPERATURE METER
RS | 1367 | HUMIDITY & TEMPERATURE METER
RS | 0-150 PSI | 4 PRESSURE GAUGE "
RS | 0-16 BAR | PRESSURE GAUGE
RS | 0-30V | VOLTMETER
RS | 0-60 PSI, 0-4 BAR | PRESSURE GAUGE
RS | 0-80A | AMMETER
RS | 123-901 | TEMP & HUMIDITY METER
RS | 158-430 | TEMPERATURE PROBE
RS | 163-5348 | TACHOMETER
RS | 180-7127 | CONDUCTIVITY METER
RS | 180-7155 | CURRENT CALIBRATOR
RS | 194-4002 | DIGITAL THERMOMETER
RS | 200-7693 | SOLDER STATION
RS | 203-293 | CURRENT CALIBRATOR
RS | 204-072 | THERMO HYGROMETER
RS | 205-520 | DIGITAL TACHOMETER
RS | 205-536 | TACHOMETER
RS | 205-659 | DIGITAL TACHOMETER
RS | 206-3722 | DIGITAL THERMOMETER
RS | 206-3738 | DIGITAL THERMOMETER
RS | 206-3750 | DIGITAL THERMOMETER
RS | 211-159 | RESISTANCE BOX
RS | 211-165 | DECADE CAPACITANCE
RS | 212-124 | DIGITAL THERMO-HYGRO
RS | 215-612 | PORTABLE APP TESTER
RS | 215-628 | SAFETY TESTER
RS | 231-7619 | TEMPERATURE INDICATOR
RS | 235-5059 | DIGITAL STOPWATCH
RS | 235-5065 | STOP WATCH
RS | 236-4299 | TEMPERATURE PROBE
RS | 240V 2 AMP | VARIAC
RS | 242-4111 | PROVING UNIT
RS | 243-0655 | AC/DC CURRENT TRANSDUCER
RS | 253-0711 | SURFACE RESISTIVITY METER
RS | 253-0727 | WRIST STRAP TESTER
RS | 253-0733 | WRIST STRAP TESTER MONITOR
RS | 278-682 | STOPWATCH
RS | 316SS | PRESSURE GAUGE
RS | 328-061 | DIGITAL STOPWATCH
RS | 329-727 | STOP WATCH
RS | 373-998 | TACHOMETER
RS | 381-1140 | STOP WATCH
RS | 385-0555 | DIGITAL PHOTO TACHOMETER
RS | 388-0938 | HUMIDITY/TEMP. METER
RS | 389-4296 | THERMOMETER & CALIBRATOR
RS | 392-113 | SURFACE RESISTANCE CHECKER
RS | 424-9962 | LCR METER
RS | 427-590 | CLOCK TIMER
RS | 427-613 | DIGITAL TIMER
RS | 440-9580 | STOP WATCH
RS | 440-9805 | STOP WATCH
RS | 445-9557 | DIGITAL TACHOMETER
RS | 458-926 | MAINS TEST BLOCK
RS | 469-6475 | TORQUE DRIVER
RS | 533-279 | CRIMP TOOL
RS | 575-633 | TORQUE WRENCH
RS | 575-649 | TORQUE WRENCH
RS | 600-593 | TORQUE WRENCH
RS | 604-078 | SOLDERING IRON THERMOMETER
RS | 610-067 | DIGITAL THERMOMETER
RS | 610-281 | HIGH VOLTAGE PROBE
RS | 610-629 | PULSE GENERATOR
RS | 610-770 | PORTABLE APPLIANCE TESTER
RS | 624-511 | WRIST BAND TESTER
RS | 624-511 | WRISTBAND CHECKER
RS | 651-383 | TORQUE WRENCH
RS | 663-897 | TORQUE WRENCH
RS | 683-166 | DIGITAL THERMOMETER
RS | 827-041 | MAINS TEST BLOCK
RS | 828-858 | DIGITAL THERMOMETER
RS | CAL 3900 | TEMP. CONTROLLER
RS | CAL9900 | TEMP. CONTROLLER
RS | CM20A | CAPACITANCE METER
RS | CT8 | DIGITAL TACHOMETER
RS | K | PROBE
RS | K | TEMPERATURE/VOLTAGE CONVERTER
RS | K | THERMOCOUPLE
RS | M210 | LOW OHMMETER
RS | PFI 200N | PORTABLE FORCE INDICATOR
RS | PT100 | TEMPERATURE PROBE
RS | RM-1501 | DIGITAL TACHOMETER
RS | T | THERMOCOUPLE
RS | TM-2011 | OPTICAL HAND TACHO
RS | TM-3011 | DIGITAL TACHOMETER
RS | UNKNOWN | DIGITAL STOPWATCH
RS | UNKNOWN | STOP WATCH
RS | UNKNOWN | STOPWATCH
RS | UNKNOWN | THERMO HYGROMETER
RS | WSCP-100 | WRIST STRAP TESTER
RST | UNKNOWN | VELOCITY TEST UNIT
RUSSELL | -80 TO 100 DEG | THERMOMETER
RYLEY | XX02373 | LOGIC CLIP
S.M.GAUGE | 0-160 PSI | PRESSURE GAUGE
S.M.GAUGE | 0-400 PSI | 4 PRESSURE GAUGE "
S.M.GAUGE | 1000 psi | PRESSURE GAUGE
S.M.GAUGE | -20 TO 40 DEG C | TEMPERATURE GAUGE
S.M.GAUGE | 200 BAR | PRESSURE GAUGE
S.M.GAUGE | 2000 psi | PRESSURE GAUGE
SAFFIRE | 230 SERIES | PRESSURE GAUGE
SAIMEIOU | 333 | SURFACE RESISTANCE METER
SALTER | 235 | SCALES
SALTER | 236 | SCALES
SALTER | 15 (22LBS/10KG) | SPRING BALANCE
SALTER | 235(6670995250760) | SPRING BALANCE (0-110LBS)
SALTER | 50KG | SCALES
SALTER | EFG | FORCE GAUGE
SALTER | EFG10N | FORCE GAUGE
SALTER | EFG200 | FORCE GAUGE
SALTER | FX3200 | PRECISION BALANCE
SALTER | PS-50 | PLATFORM SCALES
SANDERS | 6059A | SIGNAL SOURCE
SANDIACRE | TGIBDA/T | F/PACKING FRONT JAW
SANDIACRE | TGIBDA/T | F/PACKING REAR JAW
SANGAMO | 100 AMP | DC SHUNT
SANGAMO | S82 SERIES | METER
SANYO | OMT OVEN | OVEN
SANYO | PROGRAM OVEN | TEMPERATURE OVEN
SANYO | UNKNOWN | FREEZER
SANYO | UNKNOWN | OVEN
SAPPHIRE | 730A | TACHOMETER
SAPPHIRE | 740 AT | TACHOMETER
SARASOTA | UNKNOWN | BENCH TEST LOOP
SARTORIUS | MA45 | STARCH MOISTURE MACHINE
SAUNDERS & WEEKS | 0-20 BAR | PRESSURE GAUGE
SCADA | 50 TO 200 RPM | RPM TEST
SCADA & BEKA | 1 TO 12 PH | PH TRANSMITTER & INDICATOR
SCHAFFNER | NSG431 | STATIC DIS.SIMULATOR
SCHAFFNER | NSG432 | STATIC DISCHARGE SIMULATOR
SCHLUMBERGER | 4040 | RADIO COMMS TEST SET
SCHLUMBERGER | 248 194 | SYMM AF TRANSFORMER
SCHLUMBERGER | FB2601/1 | AUTOMATIC COUNTER
SCHLUMBERGER | SI4015 | COMMUNICATIONS MONITOR
SCHLUMBERGER | SI4031 | COMMUNICATIONS TEST SET
SEARLE | COLD ROOM | BUTTER FRIDGE
SEAWARD | 500 | CALIBRATION CHECK BOX
SEAWARD | 1000S | PORTABLE APPLIANCE TESTER
SEAWARD | CHECKBOX | PAT SERIES CHECKBOX
SEAWARD | DL750 | PSC TESTER
SEAWARD | DR500 | DISTURBANCE RECORDER
SEAWARD | ELTS | LINE/LOOP IMPEDANCE TESTER
SEAWARD | EUROPA PAC PLUS | PORTABLE APPLIANCE TESTER
SEAWARD | EUROPA PLUS | PORTABLE APPLIANCE TESTER
SEAWARD | IT1000 | APPLIANCE TESTER
SEAWARD | LT1000 | EXTENSION LEAD TESTER
SEAWARD | NOVA | PORTABLE APPLIANCE TESTER
SEAWARD | OSCAR 250 | LEVEL MEASURING SET
SEAWARD | PAC 1000 | PORTABLE APPLIANCE TESTER
SEAWARD | PAC1500XI | PORTABLE APPLIANCE TESTER
SEAWARD | PAC500 | APPLIANCE TESTER
SEAWARD | PAC500+ | PORTABLE APPLIANCE TESTER
SEAWARD | PAT1000 | APPLIANCE TESTER
SEAWARD | PAT1000S | APPLIANCE TESTER
SEAWARD | PAT1000X | APPLIANCE TESTER
SEAWARD | PAT2000 | PORTABLE APPLIANCE TESTER
SEAWARD | PAT2000I | APPLIANCE TESTER
SEAWARD | PAT500H | INSULATION TESTER
SEAWARD | PRIMETEST 100 | PORTABLE APPLIANCE TESTER
SEAWARD | PRODUCTION LVD | PORTABLE APPLIANCE TESTER
SEAWARD | RC500 | RCCB TESTER
SEAWARD | RC500D | RCCB TESTER
SEAWARD | RC750 | RCCB TEST UNIT
SEAWARD | RIGEL 266 | PORTABLE APPLIANCE TESTER
SEAWARD | SBS7671 | MULTI-TESTER
SEAWARD | SEN60204 | MACHINERY TESTER
SEAWARD | SUPERNOVA | PORTABLE APPLIANCE TESTER
SEAWARD | SUPERNOVA XE | PORTABLE APPLIANCE TESTER
SEAWARD | WT500 | CABLE IDENTIFIER
SEFELEC | M 1500 UFA | MEGOHMMETER
SEFELEC | M1500P | MEGOHMMETER
SEFELEC | MG-91 | CALIBRATION BOX
SEFELEC | RMG50 | DIELECTRIC STRENGTH TESTER
SEFELEC | RMG50+ | DIELELTRIC STRENGTH TESTER
SEIKO | S149-4A00 | SYSTEMS STOP WATCH
SEIKO | SP12-02 | SYSTEMS STOP WATCH
SENCON | 629 | CAPACITANCE TEST BOX
SENCON | CK003 | CALIBRATION TEST BOX
SENCON | CK004 | CALIBRATION TEST BOX
SEW | ST-1520 | EARTH RESISTANCE METER
SHIMADEN | SR24 | TEMP. CONTROLLER
SHIMADEN | SR30-2111 | HEAT TUNNEL
SHIMADEN | SR41 | TEMP. CONTROLLER
SHIMADEN | SR4142 | TEMP. CONTROLLER
SHIMPO | DT-206 | DIGITAL TACHOMETER
SI PRESSURE INST. | 0-25 BAR | PRESSURE GAUGE
SI PRESSURE INST. | DTG 2K | PRESSURE CALIBRATOR
SI PRESSURE INST. | PC6 | PRESSURE CALIBRATOR
SIEMENS | 24 K 32 RU4 | POWER SUPPLY
SIEMENS | 400 - 5000 MOHMS | MILLIOHMMETER
SIEMENS | 938/1/03041 | VOLTAGE & CURRENT MONITOR
SIEMENS | 938/1/03075 | LMF PROGRAMMING BOX
SIEMENS | 938/DA/01659 | SAFETY CONFIRMATION ADAPTOR
SIEMENS | B4305 | AC-DC WATTMETER 5135
SIEMENS | UNKNOWN | BETA PH. DRIVER MONITOR T/BOX
SIEMENS | W2023C | LEVEL OSCILLATOR
SIFCO | 0-30V, 0-60A | POWER SUPPLY
SIKA | -1 TO 30 BAR | PRESSURE GAUGE
SILICONIX INC. | 705 | STOP WATCH
SILVERSON | L4RT | RPM INDICATOR
SIMPSON | 228 | LEAKAGE CURRENT TESTER
SIMPSON | 884 | SOUND LEVEL METER
SIRUS | 15002 | WRIST STRAP CHECKER
SIRUS | 15004 | WRIST STRAP TESTER
SIRUS | UNKNOWN | RESISTANCE METER
SKF | TMOT6 | OPTICAL TACHOMETER
SKYTRONIC | 600.616 | DIGITAL CLAMP METER
SKYTRONIC | 650.682 | POWER SUPPLY
SLW | -5 TO 100 DEG C | THERMOMETER
SM GAUGE | 0-400 PSI | PRESSURE GAUGE
SM GAUGE | 0-6 BAR | PRESSURE GAUGE
SMART | 2739262 | STEP DOWN TRANSFORMER
SMC | MPA | PRESSURE SYSTEM
SMC | PSE561 | VACUUM TRANSMITTER
SMITHS | UNKNOWN | STOPWATCH
SNAP ON | QC1R50 | TORQUE WRENCH
SNAP ON | QC3R2500 | TORQUE WRENCH
SNAP ON | QD2RN100 | TORQUE WRENCH
SNAP ON | QJR-117F | TORQUE WRENCH
SNAP ON | QJR-217B | TORQUE WRENCH
SNAP ON | S050 | TORQUE WRENCH
SNAP ON | TE25FUA | TORQOMETER
SNAP ON | TESI75FU | TORQOMETER
SOAR | 4035 | DIGITAL MULTIMETER
SOAR | 4055 | DIGITAL MULTIMETER
SOEHNLE | 8021-12-900 | DIGITAL SCALES
SOKEN | DAC-MR-1 | MICRO OHMMETER
SOLARTRON | 1250 | FREQUENCY ANALYSER
SOLARTRON | 7050 | DIGITAL VOLTMETER
SOLARTRON | 7065 | DIGITAL VOLTMETER
SOLARTRON | 7081 | DIGITAL VOLTMETER
SOLARTRON | 7150 | DIGITAL MULTIMETER
SOLARTRON | 7151 | DIGITAL MULTIMETER
SOLARTRON | 12961 | DIELECTRIC REFERENCE MODULE
SOLARTRON | 12966601 | CALIBRATION TEST BOX
SOLARTRON | 7060G | SYSTEMS VOLTMETER
SOLARTRON | 7150 PLUS | DIGITAL MULTIMETER
SOLARTRON | 7150N | DIGITAL MULTIMETER
SOLARTRON | AS870.4 | TRANSISTOR POWER SUPPLY
SOLARTRON | RVC500 | RANDOM VIB CONT
SOLARTRON | SI1250 | FREQUENCY RESPONSE ANALYSER
SOLLAS | 20H140 | PACKING MACHINE
SOLOMAT | 510E | ENV MONITOR
SONY | PC208A | DAT RECORDER
SOUNDMARK | SDE/SA | TEST SET
SPAN | 0-300 PSI | PRESSURE GAUGE
SPECTRATIME | HPFRS-02 | RUBIDIUM OSCILLATOR
SPER SCIENTIFIC | 840013 | SOUND METER
SPERRY | ME111/U | PHASE SENSING VOLT METER
SPIRAX/SARCO | 122 | HOT ROOM DISPLAY
SPM | TAC-10 | TACHOMETER
SPS | HA2100D | HIGH VOLTAGE TESTING DEVICES
SPS | HA2200 | HIGH VOLTAGE TESTER
SPS | LG3301E | FLASH TESTER
SPS ELECTRONIC | KT3301E | COMPACT TESTER
SRS | DG535 | PULSE GENERATOR
SSD | 0-4 BAR | PRESSURE GAUGE
SSE | RSC-10W | WRIST STRAP TESTER
SSE | WCH-35 | WRIST STRAP CHECKER
SSE | WCW-35 | WRIST STRAP CHECKER
SSE | WSM-01-35 | RESISTANCE MONITOR
SSE | WSM-01-RAF | RESISTANCE MONITOR
ST | 5.3 MPA | PRESSURE GAUGE
STAG | RSE 15 | EPROM ERASER
STAG | SE100 | PROM ERASER
STAG | SE1T | U-V ERASER
STAITECH | 0-10 BAR | PRESSURE GAUGE
STAITECH | -1 TO 3 BAR | VACUUM GAUGE
STANDARD | ST-8850 | SOUND LEVEL METER
STANHOPE SETA | 1374 | SETAFLASH TESTER
STANHOPE SETA | 13740-2 | SETAFLASH TESTER
STANHOPE SETA | 13740-4 | SETAFLASH TESTER
STANTON | SE 420 | CHART RECORDER
STARKSTROM | UNKNOWN | LINE INSULATION MONITOR
STARTRONIC | 142 | TEMP.GAUGE
STATIC LTD | MEGISTRAP | WRIST STRAP TESTER
STATIC MEGASTRAP | 90B | PERSONNEL CIRCUIT TESTER
STATUS | 3 WIRE PT100 | PROBE
STATUS | DM4000 | RPM INDICATOR
STATUS | SEM164W2HP | TEMP. & HUMIDITY TRANSMITTER
STATUS | SEM203P | TRANSMITTER
STEINEL | 1139 | THERMOCHECK
STEWART | 0-200 BAR | PRESSURE GAUGE
STEWART | 0-7 BAR | TEST GAUGE
STEWART | -100 TO +200 DEG C | TEMPERATURE GAUGE
STEWART | -50 TO +50 DEG C | TEMPERATURE GAUGE
STRAINSTALL | 51 | DUMMY TRANSDUCER
STRUTEVANT | 10-50 LB " | TORQUE WRENCH
STUART SCIENTIFIC | UNKNOWN | OVEN
SUFLEX | 10,000PF | CAPACITANCE STANDARD
SUFLEX | 1000PF | CAPACITANCE STANDARD
SULLIVAN | .05 MICRO FARAD | MICA CONDENSER
SULLIVAN | 10,000 MICRO HENRY | STANDARD INDUCTOR
SULLIVAN | 100 000 uH | STANDARD INDUCTOR
SULLIVAN | 100 uH | STANDARD INDUCTOR
SULLIVAN | 1000 uH | STANDARD INDUCTOR
SULLIVAN | 200 MICRO HENRY | STANDARD INDUCTOR
SULLIVAN | 200/900 | RESISTANCE BOX
SULLIVAN | 50,000 MICRO HENRY | STANDARD INDUCTANCE
SULLIVAN | C1802 | PRECISION MICA CONDENSER
SULLIVAN | C8003 | REF STANDARD CAPACITOR
SULLIVAN | C8700 | CAPACITANCE DECADE BOX 4 DIAL
SULLIVAN | R1901 | STANDARD INDUCTOR
SULLIVAN | R1905 | STANDARD INDUCTANCE
SULLIVAN | R1920 | STANDARD INDUCTOR
SULLIVAN | R1930 | STANDARD INDUCTOR
SULLIVAN | R1950 | 1 HENRY INDUCTOR
SULLIVAN | T2900 | MEGOHMMETER
SUPERB | 8400 | MICROTACH
SUPERB | 0 - 1 BAR | VACUUM GAUGE
SUPERB | 0-20 | PRESSURE GAUGE
SUPERB | ATH4 | TACHOMETER
SUPERB | TP1 | HAND PUMP
SURREY | S511B | WRIST STRAP TESTER
SUUNTO | ESCAPE 203 | BAROMETER
SWPC | SWA-1 | SOLDER WAVE ANALYSER
T&R | PT30-10 | CABLE TEST SET
TABOR | 6010 | UNIVERSAL COUNTER
TAITAN | VC97 | DIGITAL MULTIMETER
TANGYE | 1000 BAR | PRESSURE GAUGE
TANITA | 1475 | DIGITAL SCALES
TAYLOR | 30/100 KV | ELECTROSTATIC VOLTMETER
TC | 'N' | PROBE
TC LTD | 4 WIRE | PRT
TC LTD | T | THERMOCOUPLE
TC LTD | TYPE K | THERMOCOUPLE
TDL | PT100 | RESISTANCE THERMOMETER
TECAL | 650H | CALIBRATOR
TECHNE | TU2OD | BATH (ARMGARD)
TECHNICS | EP809 | HYGROMETER
TECHNO TREND | SRM30 | RESISTIVITY METER
TECHNOLOGIC | THP96 | HEAT TUNNEL
TECHNOLOGIC | TLK48B | DIGITAL INDICATOR
TECSTAR | FC2500 | UNIVERSAL FREQUENCY COUNTER
TEK KNOW | TC125 | TEMP CALIBRATOR
TEK KNOW | TC-150 | TEMPERATURE CALIBRATOR
TEK KNOW | TC-2000 | DRY BLOCK CALIBRATOR
TEK KNOW | TC400 | TEMPERATURE CALIBRATOR
TEK KNOW | TC60M | DRY BLOCK
TEKNIS | AC07 | LEAD & WRISTSTRAP TESTER
TEKTRONIX | 465 | OSCILLOSCOPE
TEKTRONIX | 466 | OSCILLOSCOPE 2 CHANNEL
TEKTRONIX | 468 | OSCILLOSCOPE 2 CHANNEL
TEKTRONIX | 475 | OSCILLOSCOPE
TEKTRONIX | 834 | DATA COMMUNICATIONS ANALYSER
TEKTRONIX | 1240 | LOGIC ANALYSER
TEKTRONIX | 1751 | WAVEFORM VECTOR MONITOR
TEKTRONIX | 2211 | OSCILLOSCOPE 2 CHANNEL
TEKTRONIX | 2213 | OSCILLOSCOPE 2 CHANNEL
TEKTRONIX | 2215 | OSCILLOSCOPE 2 CHANNEL
TEKTRONIX | 2225 | OSCILLOSCOPE 2 CHANNEL
TEKTRONIX | 2230 | OSCILLOSCOPE
TEKTRONIX | 2232 | OSCILLOSCOPE 2 CHANNEL
TEKTRONIX | 2235 | OSCILLOSCOPE
TEKTRONIX | 2236 | OSCILLOSCOPE 2 CHANNEL
TEKTRONIX | 2246 | OSCILLOSCOPE
TEKTRONIX | 2335 | OSCILLOSCOPE 100MHZ
TEKTRONIX | 2337 | OSCILLOSCOPE
TEKTRONIX | 2440 | OSCILLOSCOPE
TEKTRONIX | 2445 | OSCILLOSCOPE 2 CHANNEL
TEKTRONIX | 2465 | OSCILLOSCOPE 2 CHANNEL
TEKTRONIX | 2710 | SPECTRUM ANALYSER
TEKTRONIX | 2712 | SPECTRUM ANALYSER
TEKTRONIX | 7603 | OSCILLOSCOPE MAIN FRAME
TEKTRONIX | 7934 | OSCILLOSCOPE
TEKTRONIX | 1502 CTDR | CABLE TESTER
TEKTRONIX | 1502 TDR | CABLE TESTER
TEKTRONIX | 1502B | TIME DOMAIN REFLECTOMETER
TEKTRONIX | 1502C | TIME DOMAIN REFLECTOMETER
TEKTRONIX | 1503C | TDR CABLE TESTER
TEKTRONIX | 2235A | OSCILLOSCOPE
TEKTRONIX | 2245A | OSCILLOSCOPE 2 CHANNEL
TEKTRONIX | 2430A | OSCILLOSCOPE
TEKTRONIX | 2445A | OSCILLOSCOPE
TEKTRONIX | 2445B | OSCILLOSCOPE
TEKTRONIX | 2455B | OSCILLOSCOPE
TEKTRONIX | 2465A | OSCILLOSCOPE
TEKTRONIX | 2465B | OSCILLOSCOPE 2 CHANNEL
TEKTRONIX | 2465BCT | OSCILLOSCOPE
TEKTRONIX | 465B | OSCILLOSCOPE 2 CHANNEL
TEKTRONIX | 475+DM43 | OSCILLOSCOPE 2 CHANNEL + DMM
TEKTRONIX | 475A | OSCILLOSCOPE
TEKTRONIX | 475A+DM44 | OSCILLOSCOPE
TEKTRONIX | 577+177 | CURVE TRACER + FIXTURE
TEKTRONIX | 7A13 | OSCILLOSCOPE PLUG IN
TEKTRONIX | 7A19 | OSCILLOSCOPE PLUG IN
TEKTRONIX | 7A24 | OSCILLOSCOPE PLUG IN
TEKTRONIX | 7A26 | OSCILLOSCOPE PLUG IN
TEKTRONIX | 7B53A | OSCILLOSCOPE PLUG IN
TEKTRONIX | 7B80 | OSCILLOSCOPE PLUG IN
TEKTRONIX | 7B85 | OSCILLOSCOPE PLUG IN
TEKTRONIX | 7D20 | PROG DIGITISER PLUG IN
TEKTRONIX | A6302 | CURRENT PROBE
TEKTRONIX | A6303 | CURRENT PROBE
TEKTRONIX | ADA400A | DIFFERENTIAL PREAMPLIFIER
TEKTRONIX | AFG3102 | ARBITRARY/FUNCTION GENERATOR
TEKTRONIX | AFG320 | ARBITRARY FUNCTION GENERATOR
TEKTRONIX | AM 503B | CURRENT PROBE AMPLIFIER
TEKTRONIX | AM503 | CURRENT PROBE AMPLIFIER
TEKTRONIX | AM503S | CURRENT PROBE AMPLIFIER
TEKTRONIX | AWG2005 | WAVEFORM GENERATOR
TEKTRONIX | AWG610 | ARBITRARY WAVEFORM GENERATOR
TEKTRONIX | DMM155 | DIGITAL MULTIMETER
TEKTRONIX | DMM830 | DIGITAL MULTIMETER
TEKTRONIX | DMM912 | RMS DIGITAL MULTIMETER
TEKTRONIX | DMM914 | DIGITAL MULTIMETER
TEKTRONIX | DMM916 | DIGITAL MULTIMETER
TEKTRONIX | DPO7254 | DIGITAL OSCILLOSCOPE
TEKTRONIX | FG504 | FUNCTION GENERATOR
TEKTRONIX | P5205 | DIFFERENTIAL PROBE
TEKTRONIX | P6015A | HIGH VOLTAGE PROBE
TEKTRONIX | P6245 | PROBE
TEKTRONIX | P6302 | PROBE
TEKTRONIX | PG506 | CALIBRATION GENERATOR
TEKTRONIX | RSA3303A | REAL TIME SPECTRUM ANALYSER
TEKTRONIX | SD-24 | TDR SAMPLING HEAD
TEKTRONIX | SG503 | LEVEL SINE GENERATOR
TEKTRONIX | SPG422 | COMPONENT DIGITAL SYNC.GEN.
TEKTRONIX | T935A | OSCILLOSCOPE
TEKTRONIX | TCP202 | PROBE
TEKTRONIX | TCP305 | CURRENT PROBE
TEKTRONIX | TCPA300 | AC/DC CURRENT PROBE AMPLIFIER
TEKTRONIX | TDS1002 | OSCILLOSCOPE 2 CHANNEL
TEKTRONIX | TDS1012 | OSCILLOSCOPE 2 CHANNEL
TEKTRONIX | TDS2002 | OSCILLOSCOPE 2 CHANNEL
TEKTRONIX | TDS2012 | OSCILLOSCOPE 2 CHANNEL
TEKTRONIX | TDS2012B | OSCILLOSCOPE 2 CHANNEL
TEKTRONIX | TDS2014 | OSCILLOSCOPE 4 CHANNEL
TEKTRONIX | TDS2022 | OSCILLOSCOPE 2 CHANNEL
TEKTRONIX | TDS2024 | OSCILLOSCOPE 4 CHANNEL
TEKTRONIX | TDS210 | OSCILLOSCOPE 2 CHANNEL
TEKTRONIX | TDS220 | OSCILLOSCOPE 2 CHANNEL
TEKTRONIX | TDS224 | OSCILLOSCOPE 4 CHANNEL
TEKTRONIX | TDS3012 | DIGITAL OSCILLOSCOPE
TEKTRONIX | TDS3012B | OSCILLOSCOPE 2 CHANNEL
TEKTRONIX | TDS3014 | OSCILLOSCOPE 4 CHANNEL
TEKTRONIX | TDS3014B | OSCILLOSCOPE 4 CHANNEL
TEKTRONIX | TDS3032 | OSCILLOSCOPE 2 CHANNEL
TEKTRONIX | TDS3032B | OSCILLOSCOPE 2 CHANNEL
TEKTRONIX | TDS3034 | OSCILLOSCOPE 4 CHANNEL
TEKTRONIX | TDS3034B | OSCILLOSCOPE 4 CHANNEL
TEKTRONIX | TDS3052 | OSCILLOSCOPE 2 CHANNEL
TEKTRONIX | TDS3052B | OSCILLOSCOPE 2 CHANNEL
TEKTRONIX | TDS3054 | OSCILLOSCOPE 4 CHANNEL
TEKTRONIX | TDS3054B | OSCILLOSCOPE 4 CHANNEL
TEKTRONIX | TDS3064B | OSCILLOSCOPE 4 CHANNEL
TEKTRONIX | TDS310 | OSCILLOSCOPE 2 CHANNEL
TEKTRONIX | TDS320 | OSCILLOSCOPE
TEKTRONIX | TDS340 | OSCILLOSCOPE 2 CHANNEL
TEKTRONIX | TDS340A | OSCILLOSCOPE
TEKTRONIX | TDS360 | OSCILLOSCOPE
TEKTRONIX | TDS460A | OSCILLOSCOPE 4 CHANNEL
TEKTRONIX | TDS5034B | OSCILLOSCOPE 4 CHANNEL 350 MHZ
TEKTRONIX | TDS5054 | DIGITAL PHOSPHOR SCOPE
TEKTRONIX | TDS5104 | OSCILLOSCOPE 4 CHANNEL 1GHZ
TEKTRONIX | TDS520B | OSCILLOSCOPE
TEKTRONIX | TDS520C | OSCILLOSCOPE
TEKTRONIX | TDS540 | OSCILLOSCOPE
TEKTRONIX | TDS744A | OSCILLOSCOPE 4 CHANNEL
TEKTRONIX | TDS754C | OSCILLOSCOPE 4 CHANNEL
TEKTRONIX | TG501 | TIME MARK GENERATOR
TEKTRONIX | TG700 | TV SIGNAL GENERATOR PLATFORM
TEKTRONIX | THS710 | OSCILLOSCOPE
TEKTRONIX | THS720 | OSCILLOSCOPE 2 CHANNEL
TEKTRONIX | THS720A | OSCILLOSCOPE 2 CHANNEL
TEKTRONIX | THS720P | OSCILLOSCOPE
TEKTRONIX | TLA 7N3 | 102 CHANNEL LA MODULE
TEKTRONIX | TLA704 | LOGIC ANALYSER
TEKTRONIX | TLA715 | DUAL MONITOR LOGIC ANALYSER
TEKTRONIX | TLA7L3 | 102 CHANNEL MODULE
TEKTRONIX | TLA7PG2 | 64 CHANNEL PG MODULE
TEKTRONIX | TM501 | POWER MODULE
TEKTRONIX | TM502A | MAIN FRAME
TEKTRONIX | TM503 | POWER MODULE
TEKTRONIX | TM515 | POWER MODULE MAIN FRAME
TEKTRONIX | TPS2024 | OSCILLOSCOPE
TEKTRONIX | TSG121 | SIGNAL GENERATOR
TEKTRONIX | TSG2000 | GENERATOR
TEKTRONIX | TX1 | DIGITAL MULTIMETER
TEKTRONIX | TX3 | DIGITAL MULTIMETER
TEKTRONIX | VM700A | VIDEO MEASUREMENT SET
TELECOMMAND | 8 | INSTATION T/SET
TELEQUIP | C3 | CALIBRATOR
TELEWAVE | 44A | WATTMETER
TELONIC | 8131J | ATTENUATOR
TELONIC | 8132J | ATTENUATOR
TELONIC | 8143A | STEP ATTENUATOR
TELONIC | TTF36-55EE | BAND PASS FILTER
TELONIC | TTR375 | FILTER
TELSIS | 6DB | ATTENUATOR
TELSIS | TSLS2-167 | TEST BOX
TEMEX | HPFRS-02/10M | RUBIDIUM OSCILLATOR
TEMPATRON | UDT | TIMER
TEMPCOM | 2030 | DIGITAL THERMOMETER
TEMPCON | H08-003-02 | H8 SERIES RH/TEMP. DATALOGGER
TEMPCON | K TYPE | THERMOCOUPLE
TEMPCON | PT100 | 4 WIRE PROBE
TEMPCON | PT100 | TEMP INDICATOR+PROBE
TEMPCON | PT100 & TRANSMITTER | TEMPERATURE ASSEMBLY
TEMPCON | UNKNOWN | DIGITAL THERMOMETER
TEMPRESS | 0-120 DEG C | TEMPERATURE GAUGE
TENGTOOLS | 5-25NM | TORQUE WRENCH
TENMA | 7275 | DC VOLT METER
TENMA | 72-2040 | DIGITAL MULTIMETER
TENMA | 72-2050 | DIGITAL MULTIMETER
TENMA | 72-2060 | DIGITAL THERMOMETER
TENMA | 72-2065 | DIGITAL THERMOMETER
TENMA | 72-4025 | DIGITAL MULTIMETER
TENMA | 72-6185 | DIGITAL CLAMP METER
TENMA | 72-6203 | DIGITAL MULTIMETER
TENMA | 72-6612 | DIGITAL CLAMP METER
TENMA | 72-6694 | CURRENT CALIBRATOR
TENMA | 72-6750 | DIGITAL CLAMP METER
TENMA | 72-6800 | OSCILLOSCOPE 20 MHZ 2 CHANNEL
TENMA | 72-6815 | OSCILLOSCOPE 50 MHZ
TENMA | 72-6820 | OSCILLOSCOPE 100MHZ
TENMA | 72-7235 | OSCILLOSCOPE
TENMA | 72-7276 | AC VOLT METER
TENMA | 72-7710 | FUNCTION GENERATOR
TENMA | 72-7750 | DIGITAL MULTIMETER
TENMA | 72-7760 | DIGITAL MULTIMETER
TENMA | 72-960 | LCR METER
TES | 1300 | THERMOMETER
TES | 1351 | SOUND LEVEL METER
TES | 1352 | SOUND LEVEL METER
TES | 1356 | SOUND LEVEL CALIBRATOR
TES | 1360 | HUMIDITY & TEMPERATURE METER
TES | 1364 | HUMIDITY/TEMPERATURE METER
TES | 1900 | DIGITAL RCD TESTER
TES | 1350A | SOUND LEVEL METER
TEST EQUITY | TE105A | CHAMBER
TESTEC | HVP40 | HIGH VOLTAGE PROBE
TESTEC | SI-9010 | DIFFERENTIAL PROBE
TESTO | 110 | DIGITAL THERMOMETER
TESTO | 175 | LOGGER
TESTO | 454 | DIGITAL LOGGER
TESTO | 465 | OPTICAL TACHOMETER
TESTO | 470 | DIGITAL TACHOMETER
TESTO | 511 | PRESSURE METER
TESTO | 512 | DIGITAL PRESSURE METER
TESTO | 610 | DIGITAL HYGROMETER
TESTO | 615 | THERMO HYGROMETER
TESTO | 625 | DIGITAL HYGROMETER
TESTO | 635 | TEMPERATURE & HUMIDITY IND.
TESTO | 645 | HYGROMETER
TESTO | 845 | INFRARED THERMOMETER
TESTO | 925 | DIGITAL THERMOMETER
TESTO | 0636 9768 | PROBE
TESTO | 175-H2 | DATA LOGGER
TESTO | 175-T2 | DATALOGGER
TESTO | 608-H1 | THERMOHYGROMETER
TESTO | 608-H2 | ALARM-HYGROMETER
TESTO | 905-T2 | TEMPERATURE INDICATOR
TFA | UNKNOWN | THERMO HYGROMETER
THANDAR | 30V-2A | DC POWER SUPPLY
THANDAR | PFM200A | FREQUENCY METER
THANDAR | TF200 | LCD FREQUENCY METER
THANDAR | TF600 | LED FREQUENCY METER
THANDAR | TG501 | FUNCTION GENERATOR
THANDAR | TM357 | DIGITAL MULTIMETER
THANDAR | TM451 | DIGITAL MULTIMETER
THANDAR | TM452 | DIGITAL MULTIMETER
THANDAR | TS3021S | DC POWER SUPPLY SINGLE
THANDAR | TS3022S | DC POWER SUPPLY DUAL
THANDAR | TSP3222 | DC POWER SUPPLY DOUBLE
THERMO ELECTRON | 'K' | THERMOCOUPLE
THERMOTRON | 2800 | ENVIRONMENTAL CHAMBER
THERMOTRON | SM-8C-I | OVEN
THOMAS & BETTS | WT2124Y | CRIMP TOOL
THOMPSON | UNKNOWN | DC POWER SUPPLY
THORN AUT | DUAL | INDICATOR ANGLE
THURLBY | 1503 | DIGITAL MULTIMETER
THURLBY | 1504 | DIGITAL MULTIMETER
THURLBY | 1705 | PROGRAMMABLE MULTIMETER
THURLBY | 1906 | DIGITAL MULTIMETER
THURLBY | 1503/HA | DIGITAL MULTIMETER
THURLBY | 1503HA | DIGITAL MULTIMETER
THURLBY | 1504 RMS | DIGITAL MULTIMETER
THURLBY | 1905A | DIGITAL MULTIMETER
THURLBY | CPX200 | POWER SUPPLY (DOUBLE)
THURLBY | EL301 | POWER SUPPLY UNIT
THURLBY | EX354D | POWER SUPPLY UNIT DOUBLE
THURLBY | LISN 1600 | LINE IMP.STB.NETWORK
THURLBY | PFM1300 | HIGH RESOLUTION COUNTER
THURLBY | PL154 | POWER SUPPLY UNIT
THURLBY | PL310 | POWER SUPPLY
THURLBY | PL320 | POWER SUPPLY UNIT
THURLBY | PL320/K2 | POWER SUPPLY TRIPLE
THURLBY | PL320QMD | POWER SUPPLY DOUBLE
THURLBY | PL330QMT | POWER SUPPLY TRIPLE
THURLBY | TF820 | FREQUENCY METER
THURLBY | TG210 | FUNCTION GENERATOR
THURLBY | TG215 | FUNCTION GENERATOR
THURLBY | TG230 | FUNCTION GENERATOR
THURLBY | TSA1000 | SPECTRUM ANALYSER ADAPTOR
THURLBY | TSX1820 | DC POWER SUPPLY
THURLBY | TSX3510P | POWER SUPPLY UNIT
TI DIESELTUNE | 0-3000 LB/ " | PRESSURE GAUGE
TIF | 9000 | ELECTRONIC CHARGING METER
TIM | WATER RESISTANT | STOP WATCH
TIME | 1006 | DC MILLIVOLT SOURCE
TIME | 1010 | DC VOLTAGE CALIBRATOR
TIME | 1017 | MULTI FUNCTION CALIBRATOR
TIME | 1021 | DC CURRENT SOURCE
TIME | 1024 | DC CURRENT CALIBRATOR
TIME | 1030 | CURRENT VOLTAGE SOURCE
TIME | 1040 | DECADE RESISTANCE
TIME | 1041 | DECADE RESISTANCE BOX
TIME | 1044 | CURRENT CALIBRATOR
TIME | 1045 | MILLIVOLT POT-SOURCE
TIME | 1048 | LOOP CALIBRATOR
TIME | 1049 | PT 100 SIMULATOR
TIME | 1051 | RESISTANCE BOX
TIME | 1053 | DECADE BOX
TIME | 1067 | RESISTANCE BOX
TIME | 1068 | RESISTANCE BOX
TIME | 1070 | CAPACITANCE BOX
TIME | 1071 | CAPACITANCE BOX
TIME | 1077 | SOURCE
TIME | 1088 | THERMOCOUPLE SIMULATOR
TIME | 1090 | TEMPERATURE CALIBRATOR
TIME | 5022 | MULTIFUNCTION CALIBRATOR
TIME | 5025 | MULTI-FUNCTION CALIBRATOR
TIME | 5041 | OSCILLOSCOPE/TIMER CALIBRATOR
TIME | 5051 | CALIBRATION SYSTEM
TIME | 5068 | INSULATION TESTER CALIBRATOR
TIME | 5069 | INSULATION TESTER CAL. SYSTEM
TIME | 5075 | DIGITAL MULTIMETER
TIME | 5077 | CALIBRATOR
TIME | 5080 | PAT-CAL 2 TESTER
TIME | 7000 | RTD CALIBRATOR
TIME | 8000 | DECADE RESISTANCE
TIME | 8000 | RESISTANCE BOX
TIME | 9000 | DECADE CAPACITOR
TIME | 9814 | DC VOLTAGE CALIBRATOR
TIME | 9819 | PROGRAMMABLE RESISTANCE
TIME | 9821 | AC-DC CALIBRATOR
TIME | 9823 | AC-DC CALIBRATOR
TIME | 0.01 OHM | PRECISION RESISTOR
TIME | 2003N | DC VOLTAGE POTENTIOMETER
TIME | 2003S | DC VOLTAGE CALIBRATOR
TIME | 404S | mVOLT SOURCE
TIME | 5051+ | CALIBRATION SYSTEM
TIME | P321 | STD RESISTOR
TIME | P4018 | 100MOHM RESISTOR
TIME | P5025 | CAPACITANCE BOX
TIME | P5101 | INDUCTOR 1uH
TIME | P5103 | INDUCTOR 10UH
TIME | P5105 | INDUCTOR 100UH
TIME | P5107 | INDUCTOR 1mH
TIME | P5109 | INDUCTOR 10mH
TIME | P5113 | INDUCTOR 100mH
TIME | P5115 | INDUCTOR 1H
TIME | P597/1 | CAPACITOR 1-10 pF
TIME | P597/11 | CAPACITOR 0.01 uF
TIME | P597/15 | CAPACITOR 0.1 uF
TIME | P597/2 | CAPACITOR 10-100 pF
TIME | P597/20 | CAPACITOR SUPPORT
TIME | P597/3 | CAPACITOR 100 pF
TIME | P597/7 | CAPACITOR 1000 pF
TIME | P597/9 | CAPACITOR 1 uF
TINSLEY | 1682 | STANDARD RESISTOR
TINSLEY | 3504 | RESISTANCE STD
TINSLEY | 4715 | CAPACITOR BOX
TINSLEY | 5648 | TEMP. CONTROLLED ENCLOSURE
TINSLEY | 5686 | RESISTANCE STANDARD
TINSLEY | 5876 | MILLIOHMMETER
TINSLEY | 6401 | LCR DATABRIDGE
TINSLEY | 100 KOHMS | LCR RESISTOR
TINSLEY | 2 KOHM | LCR RESISTOR
TINSLEY | 2 MOHMS | LCR RESISTOR
TINSLEY | 2 OHMS | LCR RESISTOR
TINSLEY | 20 KOHM | LCR RESISTOR
TINSLEY | 20 OHM | LCR RESISTOR
TINSLEY | 3504D | RESISTANCE STANDARD
TINSLEY | 4737P | STANDARD RESISTOR
TINSLEY | 500 OHMS | LCR RESISTOR
TINSLEY | 5875S | MILLIOHMMETER
TINYTAG | TG-3105 | SPLASH LOGGER
TINYTAG | TG-4105 | SPLASH LOGGER
TINYTAG | TGI-3250 2 WIRE | DATALOGGER
TINYTAG | TGP-4104 | PT100 DATALOGGER
TINYTAG | VIEW 2 | DATALOGGER
TM | 0-30 IN. HG | VACUUM GAUGE
TME | 2000 | DIGITAL THERMOMETER
TME | 2010 | TEMPERATURE INDICATOR
TME | 2020 | DIGITAL THERMOMETER
TME | 2030 | DIGITAL THERMOMETER
TME | 4 WIRE | PRT
TME | K TYPE | THERMOCOUPLE
TME | PT100 | PROBE
TOHNICHI | 5FTD | TORQUE DRIVER
TOHNICHI | RTD30 CN | TORQUE DRIVER
TORQUE LEADER | ADS 40F | TORQUE WRENCH
TORQUE LEADER | TCR25 | TORQUE WRENCH
TORQUELEADER | ADS25 | TORQUE WRENCH
TORQUELEADER | BDS200 | TORQUE WRENCH
TORQUELEADER | S250H | TORQUE WRENCH
TPI | 255 | DIGITAL CLAMP METER
TPI | 610 | DIGITAL MANOMETER
TPI | 750A | LEAK DETECTOR
TREND | 3 WIRE | PRT TEMPERATURE ASSEMBLY
TRENDVIEW | MINITREND | CHART RECORDER
TRI TORQ | FXL200 | TORQUE WRENCH
TRICOOL | MZ2-11 | BLADE MIXER
TRITON | UNKNOWN | OVEN
TTC | 147 | COMMS ANALYSER
TTC | 6000 | COMMUNICATIONS ANALYSER
TTC | 132A | COMMS ANALYSER
TTC | FIREBERD 6000 | COMMUNICATIONS ANALYSER
TTC | FIREBERD 6000A | COMMUNICATIONS ANALYSER
TTC | T-BERD 224 | PCM ANALYSER
TTF LTD | UNKNOWN | POWER GAUGE
TTI | 1604 | DIGITAL MULTIMETER / COUNTER
TTI | 1705 | PROGRAMMABLE MULTIMETER
TTI | 1906 | COMPUTING MULTIMETER
TTI | BS407 | PRECISION MILLI/MICRO OHMMETER
TTI | EL183 | POWER SUPPLY
TTI | EL302D | DUAL POWER SUPPLY
TTI | EX354T | POWER SUPPLY TRIPLE
TTI | EX752M | 75V/150V 300W MULTI-MODE PSU
TTI | LCR400 | PRECISION LCR BRIDGE
TTI | PFM1300 | FREQUENCY METER
TTI | PL310 | POWER SUPPLY UNIT SINGLE
TTI | PL330DP | POWER SUPPLY
TTI | PL330TP | POWER SUPPLY TRIPLE
TTI | QL355TP | POWER SUPPLY (7 OUTPUT)
TTI | QL564P | POWER SUPPLY TRIPLE OUTPUT
TTI | TF830 | UNIVERSAL COUNTER
TTI | TG1010 | FUNCTION GENERATOR
TTI | TG1304 | FUNCTION GENERATOR
TTI | TG2000 | 20 MHZ DDS FUNCTION GENERATOR
TTI | TG215 | FUNCTION GENERATOR
TTI | TG315 | FUNCTION GENERATOR
TTI | TG550 | FUNCTION GENERATOR
TTI | TGA1241 | WAVEFORM GENERATOR 40 MHZ
TTI | TGA1244 | 40MHZ ARBITRARY WAVEFORM GEN.
TTI | TSP3222 | POWER SUPPLY DOUBLE
TTI | TSX1820P | DC POWER SUPPLY
TUFF TOOLS | T120 | THERMOCOUPLE CALIBRATOR
TWS | RT-03 | AUTOMATION PROFILER
UCC | 3500 psi | PRESSURE GAUGE
UNI-T | DT93A | DIGITAL MULTIMETER
UNI-T | UT30B | DIGITAL MULTIMETER
UNI-T | UT58A | DIGITAL MULTIMETER
UNI-T | UT70B | DIGITAL MULTIMETER
UNITEMP | LC170 | TEMPERATURE CHAMBER
UNITEST | TELARIS | LOOP TESTER
UNITEST | TELARIS 0100 PLUS | INSTALLATION TESTER
UNITEST | TELARIS FI/RCD | RCD TESTER
UNITEST | TELARIS ISO | INSULATION TESTER
UNKNOWN | 125 | TORQUE WRENCH
UNKNOWN | 541 | WRIST STRAP TESTER
UNKNOWN | 101940 | DIGITAL THERMOMETER
UNKNOWN | 0 - 0.5 BAR | TEST GAUGE
UNKNOWN | 0 - 450 DEG C | TEMPERATURE DIAL GAUGE
UNKNOWN | 0 TO -1 BAR | VACUUM GAUGE
UNKNOWN | 0 TO 1 BAR | PRESSURE GAUGE
UNKNOWN | 0-10 A | AMMETER
UNKNOWN | 0-10 TONS | PRESSURE GAUGE
UNKNOWN | 0-100 PSI | PRESSURE GAUGE
UNKNOWN | 0-1000 PSI | PRESSURE GAUGE
UNKNOWN | 0-120 DEG C | MAGNETIC DIAL THERMOMETER
UNKNOWN | 0-12000 LB/IN | PRESSURE GAUGE
UNKNOWN | 0-14 BAR | PRESSURE GAUGE
UNKNOWN | 0-15 PSI | PRESSURE GAUGE
UNKNOWN | 0-150 V | VOLTMETER
UNKNOWN | 0-160 BAR | PRESSURE GAUGE
UNKNOWN | 0-160 PSI | PRESSURE GAUGE
UNKNOWN | 0-2000 PSI | PRESSURE GAUGE
UNKNOWN | 0-25 | PRESSURE GAUGE
UNKNOWN | 0-250 DEG C | L.I.G. THERMOMETER
UNKNOWN | 0-30PSI / 0-2BAR | PRESSURE GAUGE
UNKNOWN | 0-35LBF IN DIAL IND. | TORQUE WRENCH
UNKNOWN | 0-4 BAR | PRESSURE GAUGE
UNKNOWN | 0-40 BAR | PRESSURE GAUGE
UNKNOWN | 0-400 BAR | PRESSURE GAUGE
UNKNOWN | 0-50 BAR | PRESSURE GAUGE
UNKNOWN | 0-600 LBF " | PRESSURE GAUGE
UNKNOWN | 0-800 PSI | PRESSURE GAUGE
UNKNOWN | 1 AMP | SHUNT
UNKNOWN | 1 OHM | LOAD
UNKNOWN | -1 TO 10 BAR | PRESSURE GAUGE
UNKNOWN | 10 AMP | SHUNT
UNKNOWN | 10 TO 100 LITRE/MIN. | FLOW METER
UNKNOWN | -10 TO 150 DEG C. | ALCOHOL IN GLASS THERMOMETER
UNKNOWN | 100 AMP | SHUNT
UNKNOWN | 100A | SHUNT
UNKNOWN | 15A/150MV | SHUNT
UNKNOWN | 2 WIRE | THERMOCOUPLE
UNKNOWN | -20 TO 110 DEG C | ALCOHOL IN GLASS THERMOMETER
UNKNOWN | 20 TO 120 DEG C | TEMPERATURE GAUGE
UNKNOWN | 200 BAR | PRESSURE GAUGE
UNKNOWN | 200 PSI | PRESSURE GAUGE
UNKNOWN | 20-180 L/MIN | FLOWMETER
UNKNOWN | 20AMP | SHUNT
UNKNOWN | 2NM | TORQUE SCREWDRIVER
UNKNOWN | 3 PHASE | CURRENT SHUNT
UNKNOWN | 3 WIRE | PRT
UNKNOWN | 30 TO 200 DEG C | BEAD BLOCK GLASS ELBOW THERMOM
UNKNOWN | 32A SINGLE PHASE | CURRENT SHUNT BOX
UNKNOWN | 35-005 | WRISTBAND TESTER
UNKNOWN | 4 NM | TORQUE WRENCH
UNKNOWN | 4 WIRE | PRT
UNKNOWN | 40 BAR | PRESSURE GAUGE
UNKNOWN | -50 TO 200 DEG C | HAND HELD DIG.THERMOMETER
UNKNOWN | -50 TO 750 DEG C | THERMOMETER
UNKNOWN | 5A | SHUNT
UNKNOWN | 7 BAR | TEST GAUGE
UNKNOWN | 7 NM | TORQUE WRENCH
UNKNOWN | 938/1/01893 | ITR TEST BOX
UNKNOWN | BRTDM | I/F TEST SET
UNKNOWN | CLASS 1 | CURRENT TRANSFORMER TESTER
UNKNOWN | CT558 | THYRISTOR TEST SET
UNKNOWN | DTE AD107 | TEST HEAD ADAPTOR
UNKNOWN | HT-9212 | HYGRO-THERMOMETER
UNKNOWN | ISLD665 | BLOCK BATH
UNKNOWN | K | DIGITAL THERMOMETER
UNKNOWN | K | THERMOCOUPLE
UNKNOWN | KTY | CALIBRATION SIMULATOR
UNKNOWN | L3220 | DC POWER SUPPLY
UNKNOWN | MIN/MAX | M.I.G THERMOMETER
UNKNOWN | N | THERMOCOUPLE
UNKNOWN | P300W | DIGITAL THERMOMETER
UNKNOWN | PT100 | CALIBRATION SIMULATOR
UNKNOWN | PT100 | PLATINUM RES THERMOMETER
UNKNOWN | PT100 | SENSOR & INDICATOR
UNKNOWN | PT100 4 WIRE | RESISTANCE THERMOMETER
UNKNOWN | PT1000 | PRT
UNKNOWN | R | THERMOCOUPLE
UNKNOWN | SRM100 | SURFACE RESISTANCE TESTER
UNKNOWN | ST-9206 | MULTI THERMOMETER
UNKNOWN | ST-9226A | DIGITAL WATERPROOF THERMOMETER
UNKNOWN | ST-9294 | FOLDABLE DIGITAL THERMOMETER
UNKNOWN | T | THERMOCOUPLE
UNKNOWN | T400 | SAFETY TEST BOX
UNKNOWN | TM20 | DIGITAL STOP CLOCK
UNKNOWN | TOTAL IMMERSION | THERMOMETER
UNKNOWN | TRIPLE TIMER | STOP CLOCK
UNKNOWN | UL3111-1 IEC 1010 | EARTH LEAKAGE TESTER
UNKNOWN | UNKNOWN | 16 CHANNEL PC BASED LOGGER
UNKNOWN | UNKNOWN | BUS PRIORITY TEST TRANSPONDER
UNKNOWN | UNKNOWN | CALIBRATION RESISTOR
UNKNOWN | UNKNOWN | CAPACITANCE BOX
UNKNOWN | UNKNOWN | CRIMP TOOL
UNKNOWN | UNKNOWN | CURING OVEN NO.18
UNKNOWN | UNKNOWN | DIFFERENTIAL PROBE
UNKNOWN | UNKNOWN | DIGITAL INDICATOR
UNKNOWN | UNKNOWN | DIGITAL THERMOHYGROMETER
UNKNOWN | UNKNOWN | FLASH TEST LOAD
UNKNOWN | UNKNOWN | INDOOR/OUTDOOR DIG.THERMOMETER
UNKNOWN | UNKNOWN | LIMIT FAIL BOX
UNKNOWN | UNKNOWN | PROBE
UNKNOWN | UNKNOWN | PRT
UNKNOWN | UNKNOWN | R.C. NETWORK
UNKNOWN | UNKNOWN | RESISTOR
UNKNOWN | UNKNOWN | SAFETY TEST CONFIRM ADAPTOR
UNKNOWN | UNKNOWN | SPEED INDICATOR
UNKNOWN | UNKNOWN | STEAM PRESSURE GAUGE
UNKNOWN | UNKNOWN | STOPWATCH
UNKNOWN | UNKNOWN | TACHOMETER
UNKNOWN | UNKNOWN | TEMPERATURE CONTROLLER
UNKNOWN | UNKNOWN | TEST FIELD STRENGTH METER
UNKNOWN | UNKNOWN | THERMO HYGROMETER
UNKNOWN | UNKNOWN | THERMOCOUPLE
UNKNOWN | UNKNOWN | VARIABLE RESISTOR
UNKNOWN | UNKNOWN | WRIST STRAP TESTER
UNKNOWN | VMS240 | LED CHARACTER TEST BOX
UNKNOWN | WBT-01 | STRAP TESTER
UNKNOWN | WBT-02 | WRIST STRAP TESTER
UNKNOWN | WSC-4000 | WRIST STRAP TESTER
UNKNOWN | WSC-4000/2 | WRIST STRAP TESTER
UNOMAT | MCX | CALIBRATOR
UNOMAT | TRX | CALIBRATOR
UNOMAT | TRXII (IS) | CALIBRATOR
UNOMAT | UPS-11 | LOOP CALIBRATOR
UNOMAT | UPS-IS | LOOP CALIBRATOR
USG | 0-160 PSI | PRESSURE GAUGE
USG | 0-76CM HG | VACUUM GAUGE
USG | 20 TO 120 DEG C | TEMPERATURE GAUGE
USON | SPRINT LC | AIR PRESSURE TESTER
VAISALA | HM34 | HUMID AND TEMP UNIT
VAISALA | HM34 | HUMIDITY & TEMPERATURE METER
VAISALA | HMC 20 | RH CALIBRATOR
VAISALA | HMD60Y | HUMIDITY & TEMP. TRANSMITTER
VAISALA | HMI 31 | TEMP/HUM PROBE
VAISALA | HMI31 | HUM/TEMP INDICATOR
VAISALA | HMI32 | HYGRO/THERMOMETER
VAISALA | HMI38 | HUM.DATA PROCESSOR
VAISALA | HMI41 | HUMIDITY & TEMP. INDICATOR
VAISALA | HMP233 | HUM.TEMP.TRANSMITTER
VAISALA | HMP238 | TEMP. & HUMIDITY TRANSMITTER
VAISALA | HMP247 | HYGROMETER
VAISALA | HMP263 | HUMIDITY & TEMP. TRANSMITTER
VAISALA | HMW20YB | TEMPERATURE & HUMIDITY SENSOR
VAISALA | HMW60Y | HUMIDITY & TEMP. TRANSMITTER
VAISALA | MI70 | DIGITAL INDICATOR
VALHALLA | 2101 | DIGITAL POWER ANALYSER
VALHALLA | 2701B | PROG DC VOLTAGE CALIBRATOR
VALHALLA | 4300B | DIG.MICRO-OHMETER
VEEDERROOT | 6611 | TACHOMETER
VEEDERROOT | TM-2011 | DIGITAL TACHOMETER
VELLEMAN | DVM890 | DIGITAL VOLTMETER
VELLEMAN | HPS10 | PERSONAL SCOPE
VENT-AXIA | 1 MICRO F | CAPACITOR
VENT-AXIA | 2 MICRO F | CAPACITOR
VENTURE | HT430 | TACHOMETER
VERMASON | 222508 | WRIST STRAP TESTER
VERMASON | EPA | UNIVERSAL TESTER
VERMASON | ESD | WRIST STRAP TESTER
VERMASON | H700 | SURFACE RESISTANCE METER
VERMASON | UNKNOWN | SURFACE RESISTANCE METER
VILBER LOURMAT | VLE300TG | EPROM ERASER
VISHAY | 1300 | INSTALLATION TESTER
VISHAY ELLIS | 40 | STRAINGAGE SIMULATOR
VITREK | 944I | DIELECTRIC ANALYZER
VOLTEC | HIGH TEMPERATURE | GAS OVEN
VOLTECH | PM100 | SINGLE PHASE POWER ANALYZER
VOLTECH | PM1000 | POWER ANALYSER
VOLTECH | PM300 | UNIVERSAL POWER ANALYSER
VOLTECH | PM3000A | POWER ANALYSER
VOLTECH | PM3300 | POWER ANALYSER
VOTSCH | HC0020 | ENVIRONMENTAL CHAMBER
VOTSCH | VT4010 | TEMPERATURE CHAMBER
VOTSCH | VT701252 | THERMAL SHOCK CHAMBER
W&N | J5 | INSULATION TESTER
W.NIELSON | J5 | kV METER
WALLACE & TIERNAN | 1500 PSI | ABSOLUTE PRESSURE GAUGE
WALLIS | 100KV | DC METER
WALLIS | CT587-111 | INSULATION TESTER
WALLIS | DCM30/4A | VOLTMETER EHT
WANDEL & GOLTERMANN | DLA-9D | DATALINE ANALYSER
WANDEL & GOLTERMANN | PA20 | PCM ANALYSER
WANDEL & GOLTERMANN | PCM2 | PCM TEST SET
WANDEL & GOLTERMANN | PCM4 | PCM TEST SET
WANDEL & GOLTERMANN | PFA35 | DIGITAL ANALYSER
WANDEL & GOLTERMANN | PFJ8 | JITTER TEST SET
WANDEL & GOLTERMANN | PM10 | LEVEL METER
WANDEL & GOLTERMANN | PMP20 | LEVEL METER
WANDEL & GOLTERMANN | PS19 | LEVEL GENERATOR
WANDEL & GOLTERMANN | PS20 | LEVEL GENERATOR
WANDEL & GOLTERMANN | PS30 | SIGNAL GENERATOR
WANDEL & GOLTERMANN | PS33A | LEVEL GENERATOR
WANDEL & GOLTERMANN | PSM39 | SEL. LEVEL MEAS. SET
WANDEL & GOLTERMANN | SF60 | JITTER ANALYSER
WANDEL & GOLTERMANN | SPM19 | LEVEL METER
WANDEL & GOLTERMANN | SPM31 | LEVEL METER
WANDEL & GOLTERMANN | SPM33 | LEVEL METER
WANDEL & GOLTERMANN | SPM33A | LEVEL METER
WANDEL & GOLTERMANN | SPM34 | SELECTIVE LEVEL METER
WARDRAY | 501100 | EARTH BOND TESTER
WATLOW | 93 | TEMP. CONTROLLER
WATLOW | 965 | TEMP. CONTROLLER
WATSON | 53603500 | PRECISION PRESSURE METER
WAVETEK | 171 | SYNTHESISER FUNCTION GENERATOR
WAVETEK | 178 | MULTIFUNCTION GENERATOR
WAVETEK | 220 | DIGITAL MULTIMETER
WAVETEK | 235 | DIGITAL MULTIMETER
WAVETEK | 680 | MULTIFUNCTION SYSTEM
WAVETEK | 2005 | DIGITAL MULTIMETER
WAVETEK | 2015 | DIGITAL MULTIMETER
WAVETEK | 2020 | DIGITAL MULTIMETER
WAVETEK | 2030 | DIGITAL MULTIMETER
WAVETEK | 4032 | RADIO COMMUNICATIONS TEST SET
WAVETEK | 9020 | OSCILLOSCOPE 2 CHANNEL
WAVETEK | 9100 | CALIBRATION SYSTEM
WAVETEK | 2020 RMS | DIGITAL MULTIMETER
WAVETEK | 23XT | DIGITAL MULTIMETER
WAVETEK | 25XT | DIGITAL MULTIMETER
WAVETEK | 27XT | DIGITAL MULTIMETER
WAVETEK | 28XT | DIGITAL MULTIMETER
WAVETEK | 5XL | DIGITAL MULTIMETER
WAVETEK | 85XT | DIGITAL MULTIMETER
WAVETEK | CR50 | CAPACITANCE/RESISTANCE TESTER
WAVETEK | DM23XT | DIGITAL MULTIMETER
WAVETEK | DM25XL | DIGITAL MULTIMETER
WAVETEK | DM5XL | DIGITAL MULTIMETER
WAVETEK | DM7 | DIGITAL MULTIMETER
WAVETEK | FIT | MOBILE TESTER
WAVETEK | HD110B | DIGITAL MULTIMETER
WAVETEK | HD115B | DIGITAL MULTIMETER
WAVETEK | HD160B | DIGITAL MULTIMETER
WAVETEK | LCR55 | LCR METER
WAVETEK | RMS225 | DIGITAL MULTIMETER
WAVETEK | RMS225A | DIGITAL MULTIMETER
WAVETEK | T120B | DIGITAL MULTIMETER
WAVETEK | TRH22 | HUMIDITY/TEMPERATURE METER
WAYNE KERR | 3245 | PRECISION INDUCTANCE ANALYSER
WAYNE KERR | 4210 | AUTOMATIC LCR METER
WAYNE KERR | 4225 | COMPONENT BRIDGE
WAYNE KERR | 4230 | LCR METER
WAYNE KERR | 4250 | AUTOMATIC LCR METER
WAYNE KERR | 6425 | COMPONENT ANALYSER
WAYNE KERR | 3255B | PRECISION INDUCTANCE ANALYZER
WAYNE KERR | B605 | AUTOMATIC COMPONENT BRIDGE
WAYNE KERR | B900 | UNIVERSAL BRIDGE
WAYNE KERR | B905 | AUTO PRECISION BRIDGE
WAYNE KERR | CT545 | PHASE METER
WAYNE KERR | CT545 | WAVE ANALYSER
WEINSCHEL | 5848 | ATTENUATOR
WEINSCHEL | 23-30-33 | ATTENUATOR
WEINSCHEL | 23-30-34 | ATTENUATOR
WEINSCHEL | 26-30-34 | ATTENUATOR
WEINSCHEL | 53-20-33 | ATTENUATOR
WEIR | 4000 | POWER SUPPLY (DOUBLE)
WEIR | 4000 | POWER SUPPLY UNIT SINGLE
WEIR | 4000T | POWER SUPPLY DOUBLE
WEISS | 05/120/S | ENVIRONMENTAL CHAMBER
WEISS | 8990-8 | DATALOGGER
WEISS | SB22300/40 | CHAMBER
WELLER | EC2100A-ESP | SOLDER STATION
WELLER | WS81 | SOLDER STATION
WELLER | WTT1 | TEMPERATURE MEASURING SYSTEM
WELLER | WTT1000 | TEMPERATURE MONITOR
WELLER | WTT1000\D | TEMP.MONITOR
WELLER | WTT1500 | TEMPERATURE MONITOR
WELWYN | 1 MOHM | RESISTANCE STD
WEST | 2071 | TEMP. CONTROLLER
WEST | 2132 | TEMP. CONTROLLER
WEST | 2300 | HEAT TUNNEL
WEST | 2510 | TEMPERATURE INDICATOR
WEST | 3510 | TEMPERATURE INDICATOR
WEST | 3810 | TEMPERATURE INDICATOR
WEST | 4100 | TEMPERATURE INDICATOR
WEST | 4400 | TEMPERATURE INDICATOR
WEST | 5010 | TEMPERATURE CONTROLLER
WEST | 6010 | PRESSURE CONTROLLER
WEST | 6100 | TEMPERATURE CONTROLLER
WEST | 6100 | TEMPERATURE INDICATOR
WEST | 8010 | TEMPERATURE CONTROLLER
WEST | 6010 TYPE K | TEMP. CONTROLLER
WEST | INTEL-INJECT | TEMPERATURE INDICATOR
WEST | MC15 | TEMPERATURE CONTROLLER
WEST | MC30 MKII | TEMPERATURE CONTROLLER
WEST | MC30/3A | TEMPERATURE CONTROLLER
WESTON | 6100 | DIGITAL MULTIMETER
WESTON | 100 AMP | DC SHUNT
WESTON | 5A-50MV/10A-100MV | DC SHUNT
WESTON | S82 | METER
WHATMAN | DT100 | DIGITAL THERMOMETER
WHATMAN | R200 | RH METER
WHITE GOLD | WG020 | DIGITAL MULTIMETER/LC METER
WIKA | 0 - 15 PSI | TEST GAUGE
WIKA | 0-10 BAR | TEST GAUGE
WIKA | 0-100 PSI | PRESSURE GAUGE
WIKA | 0-16 BAR | PRESSURE GAUGE
WIKA | 0-20 BAR | PRESSURE GAUGE
WIKA | 0-200 PSI | PRESSURE GAUGE
WIKA | 0-300 PSI | PRESSURE GAUGE
WIKA | 0-30PSI | PRESSURE GAUGE
WIKA | 0-40 BAR | TEST GAUGE
WIKA | 0-6 BAR | PRESSURE GAUGE
WIKA | 0-600 PSI | PRESSURE GAUGE
WIKA | 0-6000 PSI | AIR TEST GAUGE
WIKA | -1.0 TO 1.5 BAR | PRESSURE GAUGE
WIKA | 16 bar | PRESSURE GAUGE
WIKA | 160 psi | PRESSURE GAUGE
WILTRON | S331 | SITE MASTER
WINKWORTH | UNKNOWN | REACTOR
WITTIG TECHNOLOGIES | 8B0 | MULTISCOPE
WOELKE | ME108 | WOW & FLUTTER METER
WOLF | BELT COATER | NON-NUT PRESSURE
WOLF | BELT COATER | NON-NUT TEMPERATURE
WOLF | BELT COATER | NUT DEVELOPER PRESSURE
WOLF | BELT COATER | NUT DEVELOPER TEMPERATURE
WOLF | BELT COATER | NUT NO1 PRESSURE
WOLF | BELT COATER | NUT NO1 TEMPERATURE
WOLF | BELT COATER | NUT NO2 PRESSURE
WOLF | BELT COATER | NUT NO2 TEMPERATURE
WORMALD | 0-16 BAR | PRESSURE GAUGE
XANTREX | XFR 20-60 | DC POWER SUPPLY
XANTREX | XFR 40-70 | DC POWER SUPPLY SINGLE
XANTREX | XFR35-35 | DC POWER SUPPLY SINGLE
XANTREX | XHR 7.5-130 | DC POWER SUPPLY
XITRON | 2000 | PORTABLE CALIBRATOR
XYRATEX | UNKNOWN | EARTH LEAKAGE BOX
YEW | 2041 | WATT METER
YEW | 2042 | PORTABLE WATTMETER
YEW | 3088 | HYBRID RECORDER
YOKOGAWA | 2455 | DIGITAL THERMOMETER
YOKOGAWA | 2533 | DIGITAL POWER METER
YOKOGAWA | 700925 | DIFFERENTIAL PROBE
YOKOGAWA | DL1200A | DIGITAL OSCILLOSCOPE
YOKOGAWA | DL1300A | OSCILLOSCOPE
YOKOGAWA | DL1540 | OSCILLOSCOPE 4 CHANNEL
YOKOGAWA | DL1640 | OSCILLOSCOPE
YOKOGAWA | DL7100 | OSCILLOSCOPE
YOKOGAWA | DR240 | CHART RECORDER
YOKOGAWA | HR1300 | PORTABLE HYBRID RECORDER
YOKOGAWA | HR2300 | HYBRID RECORDER
YOKOGAWA | WT1030M | DIGITAL POWER METER
YOKOGAWA | WT110 | DIGITAL POWER METER
YOKOGAWA | WT130 | DIGITAL POWER METER
YOKOGAWA | WT200 | DIGITAL POWER METER
YOKOGAWA | WT210 | DIGITAL POWER METER
YOKOGAWA | WT230 | DIGITAL POWER METER
ZEAL | 5-50 DEGREES | WHIRLING PSYCHROMETER
ZEAL | L.I.G | WET/DRY THERMOMETER